## About
CCaMC BAU Construction Cost per Unit Capacity
CCaMC Annual Fixed O&M Cost per Unit Capacity
CCaMC Variable O&M Cost per Unit Elec Output
Sources: | Energy + Environmental Economics, Inc.
2019-10-01
RESOLVE model documentation: "Proposed Inputs & Assumptions: 2019-2020 Integrated Resource Planning"
https://www.cpuc.ca.gov/uploadedFiles/CPUCWebsite/Content/UtilitiesIndustries/Energy/EnergyPrograms/ElectPowerProcurementGeneration/irp/2018/Prelim_Results_Proposed_Inputs_and_Assumptions_2019-2020_10-4-19.pdf
Energy + Environmental Economics, Inc.
California Pathways model, 2030 Scoping Plan Analysis
September 2017 release
Model documentation: https://www.arb.ca.gov/cc/scopingplan/california_pathways_model_framework_jan2017.pdf
Discussion of model application for Scoping Plan: https://www.arb.ca.gov/cc/scopingplan/2030sp_appd_pathways_final.pdf
Model itself downloadable (as of July 26, 2018): https://www.arb.ca.gov/cc/scopingplan/pathways_arb_2.4.1_101917.zip
Lazard's Levelized Cost of Energy Analysis, Version 11.0 and 12.0
Solar and onshore wind power estimates from
https://www.lazard.com/media/450784/lazards-levelized-cost-of-energy-version-120-vfinal.pdf
https://www.lazard.com/media/450337/lazard-levelized-cost-of-energy-version-110.pdf
Energy + Environmental Economics, Inc.
Capital Cost Multipliers by State -WECC Capital Cost Model
2014
https://www.wecc.biz/Reliability/2014_TEPPC_GenCapCostCalculator.xlsm
For some power generation technologies, such as coal and offshore wind, some costs are not available.
In these cases, US EPS model values are used.
And indeed, for comparative purposes, this spreadsheet retains all the source data from the US model.
These are listed below at the bottom.
Notes:
E3 California Pathways Documentation notes:
Generator cost assumptions were informed by the E3 report, “Cost and Performance Review of Generation Technologies:
Recommendations for WECC 10- and 20-Year Study Process,” Prepared for the Western Electric Coordinating Council, Oct. 9, 2012.
Capital cost
Wind and Solar PV are handled differently in the model, relying on endogenous, capacity-based learning
curves to determine cost declines. Therefore, we only specify the start year costs in this document (meaning the year before the first simulated year),
and the model handles calculations for subsequent years.
PV solar is utility scale. Rooftop PV is accounted for in the building sector.
See the "onshore wind" and "solar PV costs" worksheets for details.
In sum, we use the very highest end of the range from the Lazard data, and then further adjust upwards
For offshore wind, we decline costs according to NREL's annual technology baseline.
For hydro, it is very difficult to build new conventional hydro due to environmental concerns and permitting requirements.
Therefore, we use the small hydro value.
For coal, we use values from the US EPS model. This is for a coal plant that features carbon capture and sequestration (CCS),
because the EPA's Aug 2015 rule requires new coal plants to achieve CO2 emissions no higher than
1,400 lb CO2/MWh, which the EPA indicates is achievable by a "new highly efficient supercritical
pulverized coal (SCPC) unit… capturing about 20 percent of its carbon pollution."
This underestimates the true cost as the SB 1368 emission standard requirements are tougher, at 1100 lbs CO2/MWh
http://www.energy.ca.gov/emission_standards/
The US model assumes EPA's estimates are for bituminous and PRB (Powder River Basin) coal plants, which are
by far the most common in the U.S. We scale our coal values from EIA by multiplying the values
by a scaling factor for average bituminous/PRB plants to lignite plants using a study from Sargent and Lundy.
Fixed O&M costs
For coal, lignite, petroleum, where there are not good instate samples, we use the US values.
For natural gas, we use the value for "CC Frame F" for nonpeaker .
as a review of capacity shows it is the dominant type
See the worksheet "CT Peaker Installed Types" for that type's method
For pre-existing hydro or retiring, use conventional. For new, use small hydro.
Lacking offshore wind data from E3, we use the onshore value.
PV solar is assumed to be utility scale.
2019 solar and wind data update
Updated using the first source listed
Variable O&M costs
Follow Fixed approach
Currency Year Adjustment
Our EIA source uses 2013 dollars.
We adjust 2013 dollars to 2012 dollars using the following conversion factor:
0.987
We adjust 2014 dollars to 2012 dollars using the following conversion factor:
0.96983
We adjust 2015 dollars to 2012 dollars using the following conversion factor:
0.97
See "cpi.xlsx" in the InputData folder for source information.
US Model Sources
| 2015 Capital Costs (Except Wind and Solar), Fixed O&M, Variable O&M |  | 2015 Onshore Wind Capital Cost
| Energy Information Administration |  | Lawrence Berkeley National Laboratory
| 2015 |  | 2016
| Assumptions to Annual Energy Outlook 2015 |  | 2015 Wind Technologies Market Report
| https://www.eia.gov/forecasts/aeo/assumptions/pdf/electricity.pdf |  | http://energy.gov/sites/prod/files/2016/08/f33/2015-Wind-Technologies-Market-Report-08162016.pdf
| Electricity Market Module, Page 105, Table 8.2 |  | Page ix, bullet point 2
| Hard Coal to Lignite Scaling Factors |  | 2015 Solar Capital Cost
| Sargent and Lundy |  | Greentech Media Research
| 2009 |  | 2016
| New Coal-Fired Power Plant Performance and Cost Estimates |  | U.S. Solar Market Insight Report: 2015 Year in Review (Executive Summary)
| https://www.epa.gov/sites/production/files/2015-08/documents/coalperform.pdf |  | http://www.seia.org/sites/default/files/gMOip8F78iSMI2015YIR.pdf
| Appendix E: SC and IGCC Power Plant Performance and Cost Estimate Spreadsheets, p.75 |  | Page 15, paragraph 2 (using the value for fixed, not tracking, systems)
| Solar DC to AC Derate Value |  | Cost Improvement Rate and 2015 Offshore Wind Costs
| Jens Schoene, EnerNex |  | National Renewable Energy Lab
| 2015 |  | 2016
| Production Levels of Utility-Scale and Residential-Scale PV Systems |  | Annual Technology Baseline (ATB) Spreadshett - 2016 Final
| http://brattle.com/system/publications/pdfs/000/005/188/original/Comparative_Generation_Costs_of_Utility-Scale_and_Residential-Scale_PV_in_Xcel_Energy_Colorado's_Service_Area.pdf?1436797265 |  | http://www.nrel.gov/docs/fy16osti/66944-DA.xlsm
This document is included as Appendix B of a report by Brattle Group. It is on Page 10 of the EnerNex report, which is Page 70 of the PDF
| Value: | 0.859

## CCaMC-BCCpUC
Year | Hard Coal ($/MW) | Natural Gas Nonpeaker ($/MW) | Nuclear ($/MW) | Hydro ($/MW) | Onshore Wind ($/MW) | Solar PV ($/MW) | Solar Thermal ($/MW) | Biomass ($/MW) | Geothermal ($/MW) | Petroleum ($/MW) | Natural Gas Peaker ($/MW) | Lignite ($/MW) | Offshore Wind ($/MW)
2017 | 6407604 | 1300000 | 8000000 | 4039560.36 | 1702882.0373 | 1032803.8165 | 6004012.425 | 4738560 | 5003520 | 654225.4474 | 950000 | 7426043.1914 | 5406106.5095
2018 | 6324501.0636 | 1300000 | 8000000 | 4039560.36 | 0 | 0 | 6004012.425 | 4738560 | 5003520 | 652272.3387 | 950000 | 7329731.6847 | 5302792.057
2019 | 6227955.0315 | 1300000 | 8000000 | 4039560.36 | 0 | 0 | 6004012.425 | 4738560 | 5003520 | 649811.886 | 950000 | 7217840.4061 | 5199477.6044
2020 | 6124223.8852 | 1300000 | 8000000 | 4039560.36 | 0 | 0 | 6004012.425 | 4738560 | 5003520 | 645390.9525 | 950000 | 7097621.9949 | 5096163.1518
2021 | 6088061.5576 | 1300000 | 8000000 | 4039560.36 | 0 | 0 | 6004012.425 | 4695840 | 4991040 | 643437.6942 | 950000 | 7055711.9445 | 4969151.5929
2022 | 6057039.1972 | 1300000 | 8000000 | 4039560.36 | 0 | 0 | 6004012.425 | 4653120 | 4978560 | 641442.6733 | 950000 | 7019758.8194 | 4842140.034
2023 | 6026017.9332 | 1300000 | 8000000 | 4039560.36 | 0 | 0 | 6004012.425 | 4634160 | 4965840 | 639489.1666 | 950000 | 6983806.965 | 4715128.4751
2024 | 5988254.6391 | 1300000 | 8000000 | 4039560.36 | 0 | 0 | 6004012.425 | 4615200 | 4953120 | 637536.4093 | 950000 | 6940041.4868 | 4687911.7124
2025 | 5955706.6671 | 1300000 | 8000000 | 4039560.36 | 0 | 0 | 6004012.425 | 4596240 | 4940400 | 635482.8612 | 950000 | 6902320.2658 | 4660694.9498
2026 | 5916751.465 | 1300000 | 8000000 | 4039560.36 | 0 | 0 | 6004012.425 | 4577280 | 4927680 | 629014.6123 | 950000 | 6857173.4351 | 4633478.1872
2027 | 5868954.2925 | 1300000 | 8000000 | 4039560.36 | 0 | 0 | 6004012.425 | 4561200 | 4914960 | 624104.6384 | 950000 | 6801779.2711 | 4606261.4246
2028 | 5836601.7242 | 1300000 | 8000000 | 4039560.36 | 0 | 0 | 6004012.425 | 4545120 | 4902240 | 619575.8191 | 950000 | 6764284.5118 | 4579044.6619
2029 | 5797589.0785 | 1300000 | 8000000 | 4039560.36 | 0 | 0 | 6004012.425 | 4529040 | 4889520 | 616448.3808 | 950000 | 6719071.1071 | 4551827.8993
2030 | 5754417.5965 | 1300000 | 8000000 | 4039560.36 | 0 | 0 | 6004012.425 | 4512960 | 4876800 | 613103.99 | 950000 | 6669037.8514 | 4524611.1367
2031 | 5715710.8491 | 1300000 | 8000000 | 4039560.36 | 0 | 0 | 6004012.425 | 4512960 | 4876800 | 610100.7034 | 950000 | 6624178.9652 | 4511274.923
2032 | 5682778.3837 | 1300000 | 8000000 | 4039560.36 | 0 | 0 | 6004012.425 | 4512960 | 4876800 | 607777.3087 | 950000 | 6586012.1387 | 4497938.7093
2033 | 5642193.7804 | 1300000 | 8000000 | 4039560.36 | 0 | 0 | 6004012.425 | 4512960 | 4876800 | 605748.1 | 950000 | 6538976.926 | 4484602.4956
2034 | 5606366.9449 | 1300000 | 8000000 | 4039560.36 | 0 | 0 | 6004012.425 | 4512960 | 4876800 | 603684.8101 | 950000 | 6497455.6916 | 4471266.282
2035 | 5572150.092 | 1300000 | 8000000 | 4039560.36 | 0 | 0 | 6004012.425 | 4512960 | 4876800 | 601330.375 | 950000 | 6457800.3341 | 4457930.0683
2036 | 5539118.4835 | 1300000 | 8000000 | 4039560.36 | 0 | 0 | 6004012.425 | 4512960 | 4876800 | 598957.8049 | 950000 | 6419518.6064 | 4444593.8546
2037 | 5500407.733 | 1300000 | 8000000 | 4039560.36 | 0 | 0 | 6004012.425 | 4512960 | 4876800 | 596955.4197 | 950000 | 6374655.081 | 4431257.6409
2038 | 5468250.3015 | 1300000 | 8000000 | 4039560.36 | 0 | 0 | 6004012.425 | 4512960 | 4876800 | 594440.0802 | 950000 | 6337386.474 | 4417921.4272
2039 | 5432367.0168 | 1300000 | 8000000 | 4039560.36 | 0 | 0 | 6004012.425 | 4512960 | 4876800 | 592434.1643 | 950000 | 6295799.8182 | 4404585.2135
2040 | 5398484.4117 | 1300000 | 8000000 | 4039560.36 | 0 | 0 | 6004012.425 | 4512960 | 4876800 | 590089.4711 | 950000 | 6256531.8345 | 4391248.9998
2041 | 5362891.0932 | 1300000 | 8000000 | 4039560.36 | 0 | 0 | 6004012.425 | 4512960 | 4876800 | 587788.0192 | 950000 | 6215281.2328 | 4378344.7551
2042 | 5327297.7747 | 1300000 | 8000000 | 4039560.36 | 0 | 0 | 6004012.425 | 4512960 | 4876800 | 585486.5673 | 950000 | 6174030.6311 | 4365440.5104
2043 | 5291704.4562 | 1300000 | 8000000 | 4039560.36 | 0 | 0 | 6004012.425 | 4512960 | 4876800 | 583185.1154 | 950000 | 6132780.0294 | 4352536.2657
2044 | 5256111.1377 | 1300000 | 8000000 | 4039560.36 | 0 | 0 | 6004012.425 | 4512960 | 4876800 | 580883.6635 | 950000 | 6091529.4277 | 4339632.021
2045 | 5220517.8192 | 1300000 | 8000000 | 4039560.36 | 0 | 0 | 6004012.425 | 4512960 | 4876800 | 578582.2116 | 950000 | 6050278.8261 | 4326727.7763
2046 | 5184924.5008 | 1300000 | 8000000 | 4039560.36 | 0 | 0 | 6004012.425 | 4512960 | 4876800 | 576280.7597 | 950000 | 6009028.2244 | 4313823.5316
2047 | 5149331.1823 | 1300000 | 8000000 | 4039560.36 | 0 | 0 | 6004012.425 | 4512960 | 4876800 | 573979.3078 | 950000 | 5967777.6227 | 4300919.2869
2048 | 5113737.8638 | 1300000 | 8000000 | 4039560.36 | 0 | 0 | 6004012.425 | 4512960 | 4876800 | 571677.8559 | 950000 | 5926527.021 | 4288015.0422
2049 | 5078144.5453 | 1300000 | 8000000 | 4039560.36 | 0 | 0 | 6004012.425 | 4512960 | 4876800 | 569376.404 | 950000 | 5885276.4193 | 4275110.7975
2050 | 5042551.2268 | 1300000 | 8000000 | 4039560.36 | 0 | 0 | 6004012.425 | 4512960 | 4876800 | 567074.9522 | 950000 | 5844025.8176 | 4262206.5528

## CCaMC-VOaMCpUC
Variable O&M ($/MWh) | preexisting retiring | preexisting nonretiring | newly built
coal | 4.5763 | 4.5763 | 4.5763
natural gas nonpeaker | 5.2966 | 5.2119 | 5.2119
nuclear | 0.49788 | 0.49788 | 0.49788
hydro | 0 | 0 | 3.4958
onshore wind | 0 | 0 | 0
solar PV | 0 | 0 | 0
solar thermal | 0 | 0 | 0
biomass | 11.7161 | 11.7161 | 11.7161
geothermal | 31.7691 | 31.7691 | 31.7691
petroleum | 5.2966 | 5.2966 | 5.2966
natural gas peaker | 5.2966 | 5.2966 | 5.2966
lignite | 7.7527 | 7.7527 | 7.7527
offshore wind | 0 | 0 | 0

## CCaMC-AFOaMCpUC
Fixed O&M ($/MW) | preexisting retiring | preexisting nonretiring | newly built
hard coal | 31160 | 31160 | 72800
natural gas nonpeaker | 30000 | 12163.8245 | 12163.8245
nuclear | 121900.4252 | 121900.4252 | 121900.4252
hydro | 50575.7083 | 50575.7083 | 33930.3137
onshore wind | 44800 | 44800 | 44800
solar PV | 13440 | 13440 | 13440
solar thermal | 34636.4048 | 33917.5302 | 33927.1092
biomass | 215875.3373 | 214406.4401 | 208080.7244
geothermal | 305091.1867 | 303659.1004 | 300976.1311
petroleum | 18918.1539 | 18918.1539 | 18918.1539
natural gas peaker | 18918.1539 | 18918.1539 | 18918.1539
lignite | 31160 | 31160 | 72800
offshore wind | 83820.086 | 83820.086 | 83820.086

## Solar PV and Wind
Solar PV
All values converted to $2017 | 2017 | 2018 | 2020 |  | 2030 |  |  | 2030
Resolve 2020 value |  |  | 945
2017 start year value implied using Resolve 2020 value accounting for BAU EPS innovation rate | 1032.8038 | 997.9963 | [5 empty] | 807.6288
2030 level implied in EPS |  |  |  |  | 807.6288
Lazard 2018 mid-point |  | 1069
Lazard 2017 mid-point calculated with EPS endogenous learning | 1106.284
Wind
All values converted to $2017 | 2017 | 2018 | 2020 |  | 2030
Resolve 2020 value |  |  | 1625.28
2017 start year value implied using Resolve 2020 value accounting for BAU EPS innovation rate | 1702.882
2030 level implied in EPS |  |  |  |  | 0
Lazard 2018 mid-point |  | 1069
1693
Inputs
Solar |  | 2018 | 2020
"Native dollar year base)
E3 Resolve - 2019 dollars |  |  | 988
Lazard 2018 range in 2018 dollars
Lazard in 2018 dollars |  | 1100
950
1250
Wind |  |  | 1693
Time (Year) |  | 2017 | 2018 | 2019 | 2020 | 2021 | 2022 | 2023 | 2024 | 2025 | 2026 | 2027 | 2028 | 2029 | 2030
This Year Capacity Costs as Fraction of First Year Capacity Costs[solar PV es] : BAU |  | 1 | 0.9663 | 0.93848 | 0.91499 | 0.89477 | 0.87713 | 0.86154 | 0.84763 | 0.83511 | 0.82234 | 0.81082 | 0.80035 | 0.79078 | 0.78198
This Year Capacity Costs as Fraction of First Year Capacity Costs[onshore wind es] : BAU |  | 1 | 0.983 | 0.96793 | 0.95443 | 0.94222 | 0.93109 | 0.92088 | 0.91146 | 0.90273 | 0.89498 | 0.8877 | 0.88086 | 0.87441 | 0.8683
Conversion from current dollars to 2017 | 945 | 1693 2022: 1069
2019 to 2017 CPI adjustment | 0.96

## IRP inputs (prelim 2019-20)
| 2019 to 2017 CPI adjustment | 2020 | 2022 | 2026 | 2030
Current / 2019$s
Biomass |  | 4936 | 4847 | 4768 | 4701
Geothermal |  | 5212 | 5186 | 5133 | 5080
0.96
2017 $ costs
Biomass |  | 4738.56 | 4653.12
Geothermal |  | 5003.52 | 4978.56
| $/KW | $/KW | $/MW | $/MW
Time series | Biomass | Geothermal | Biomass | Geothermal
2017 | 4738.56 | 5003.52 | 4738560 | 5003520
2018 | 4738.56 | 5003.52 | 4738560 | 5003520
2019 | 4738.56 | 5003.52 | 4738560 | 5003520
2020 | 4738.56 | 5003.52 | 4738560 | 5003520
2021 | 4695.84 | 4991.04 | 4695840 | 4991040
2022 | 4653.12 | 4978.56 | 4653120 | 4978560
2023 | 4634.16 | 4965.84 | 4634160 | 4965840
2024 | 4615.2 | 4953.12 | 4615200 | 4953120
2025 | 4596.24 | 4940.4 | 4596240 | 4940400
2026 | 4577.28 | 4927.68 | 4577280 | 4927680
2027 | 4561.2 | 4914.96 | 4561200 | 4914960
2028 | 4545.12 | 4902.24 | 4545120 | 4902240
2029 | 4529.04 | 4889.52 | 4529040 | 4889520
2030 | 4512.96 | 4876.8 | 4512960 | 4876800

## onshore wind - fixed O&M
Pathways data seem to show fixed O&M costs as zero for solar PV and wind. These are estimated using Lazard.
For fixed cost
40 times cost adjustment = | 44.8
by MW for EPS units = | 44800

## solar PV - fixed O&M
Pathways data seem to show fixed O&M costs as zero for solar PV and wind. These are estimated using Lazard.
For fixed cost
12 times cost adjustment = | 13.44
by MW for EPS units = | 13440

## E3 variable O and M
| 2010 | 2011 | 2012 | 2013 | 2014 | 2015 | 2016 | 2017 | 2018 | 2019 | 2020 | 2021 | 2022 | 2023 | 2024 | 2025 | 2026 | 2027 | 2028 | 2029 | 2030 | 2031 | 2032 | 2033 | 2034 | 2035 | 2036 | 2037 | 2038 | 2039 | 2040 | 2041 | 2042 | 2043 | 2044 | 2045 | 2046 | 2047 | 2048 | 2049 | 2050
CHP | 0 | 0 | 0 | 0 | 0 | 0 | 0 | 0 | 0 | 0 | 0 | 0 | 0 | 0 | 0 | 0 | 0 | 0 | 0 | 0 | 0 | 0 | 0 | 0 | 0 | 0 | 0 | 0 | 0 | 0 | 0 | 0 | 0 | 0 | 0 | 0 | 0 | 0 | 0 | 0 | 0
Subsector-Driven CHP | 0 | 0 | 0 | 0 | 0 | 0 | 0 | 0 | 0 | 0 | 0 | 0 | 0 | 0 | 0 | 0 | 0 | 0 | 0 | 0 | 0 | 0 | 0 | 0 | 0 | 0 | 0 | 0 | 0 | 0 | 0 | 0 | 0 | 0 | 0 | 0 | 0 | 0 | 0 | 0 | 0
Nuclear | 0.49788 | 0.49788 | 0.49788 | 0.49788 | 0.49788 | 0.49788 | 0.49788 | 0.49788 | 0.49788 | 0.49788 | 0.49788 | 0.49788 | 0.49788 | 0.49788 | 0.49788 | 0.49788 | 0.49788 | 0.49788 | 0.49788 | 0.49788 | 0.49788 | 0.49788 | 0.49788 | 0.49788 | 0.49788 | 0.49788 | 0.49788 | 0.49788 | 0.49788 | 0.49788 | 0.49788 | 0.49788 | 0.49788 | 0.49788 | 0.49788 | 0.49788 | 0.49788 | 0.49788 | 0.49788 | 0.49788 | 0.49788
Coal Large Recent | 4.5763 | 4.5763 | 4.5763 | 4.5763 | 4.5763 | 4.5763 | 4.5763 | 4.5763 | 4.5763 | 4.5763 | 4.5763 | 4.5763 | 4.5763 | 4.5763 | 4.5763 | 4.5763 | 4.5763 | 4.5763 | 4.5763 | 4.5763 | 4.5763 | 4.5763 | 4.5763 | 4.5763 | 4.5763 | 4.5763 | 4.5763 | 4.5763 | 4.5763 | 4.5763 | 4.5763 | 4.5763 | 4.5763 | 4.5763 | 4.5763 | 4.5763 | 4.5763 | 4.5763 | 4.5763 | 4.5763 | 4.5763
Coal Small Recent | 4.5763 | 4.5763 | 4.5763 | 4.5763 | 4.5763 | 4.5763 | 4.5763 | 4.5763 | 4.5763 | 4.5763 | 4.5763 | 4.5763 | 4.5763 | 4.5763 | 4.5763 | 4.5763 | 4.5763 | 4.5763 | 4.5763 | 4.5763 | 4.5763 | 4.5763 | 4.5763 | 4.5763 | 4.5763 | 4.5763 | 4.5763 | 4.5763 | 4.5763 | 4.5763 | 4.5763 | 4.5763 | 4.5763 | 4.5763 | 4.5763 | 4.5763 | 4.5763 | 4.5763 | 4.5763 | 4.5763 | 4.5763
Steam Small Recent | 5.2966 | 5.2966 | 5.2966 | 5.2966 | 5.2966 | 5.2966 | 5.2966 | 5.2966 | 5.2966 | 5.2966 | 5.2966 | 5.2966 | 5.2966 | 5.2966 | 5.2966 | 5.2966 | 5.2966 | 5.2966 | 5.2966 | 5.2966 | 5.2966 | 5.2966 | 5.2966 | 5.2966 | 5.2966 | 5.2966 | 5.2966 | 5.2966 | 5.2966 | 5.2966 | 5.2966 | 5.2966 | 5.2966 | 5.2966 | 5.2966 | 5.2966 | 5.2966 | 5.2966 | 5.2966 | 5.2966 | 5.2966
Steam Large Recent | 5.2966 | 5.2966 | 5.2966 | 5.2966 | 5.2966 | 5.2966 | 5.2966 | 5.2966 | 5.2966 | 5.2966 | 5.2966 | 5.2966 | 5.2966 | 5.2966 | 5.2966 | 5.2966 | 5.2966 | 5.2966 | 5.2966 | 5.2966 | 5.2966 | 5.2966 | 5.2966 | 5.2966 | 5.2966 | 5.2966 | 5.2966 | 5.2966 | 5.2966 | 5.2966 | 5.2966 | 5.2966 | 5.2966 | 5.2966 | 5.2966 | 5.2966 | 5.2966 | 5.2966 | 5.2966 | 5.2966 | 5.2966
Steam Small Old | 5.2966 | 5.2966 | 5.2966 | 5.2966 | 5.2966 | 5.2966 | 5.2966 | 5.2966 | 5.2966 | 5.2966 | 5.2966 | 5.2966 | 5.2966 | 5.2966 | 5.2966 | 5.2966 | 5.2966 | 5.2966 | 5.2966 | 5.2966 | 5.2966 | 5.2966 | 5.2966 | 5.2966 | 5.2966 | 5.2966 | 5.2966 | 5.2966 | 5.2966 | 5.2966 | 5.2966 | 5.2966 | 5.2966 | 5.2966 | 5.2966 | 5.2966 | 5.2966 | 5.2966 | 5.2966 | 5.2966 | 5.2966
Other Steam | 5.2966 | 5.2966 | 5.2966 | 5.2966 | 5.2966 | 5.2966 | 5.2966 | 5.2966 | 5.2966 | 5.2966 | 5.2966 | 5.2966 | 5.2966 | 5.2966 | 5.2966 | 5.2966 | 5.2966 | 5.2966 | 5.2966 | 5.2966 | 5.2966 | 5.2966 | 5.2966 | 5.2966 | 5.2966 | 5.2966 | 5.2966 | 5.2966 | 5.2966 | 5.2966 | 5.2966 | 5.2966 | 5.2966 | 5.2966 | 5.2966 | 5.2966 | 5.2966 | 5.2966 | 5.2966 | 5.2966 | 5.2966
CC Old | 5.2119 | 5.2119 | 5.2119 | 5.2119 | 5.2119 | 5.2119 | 5.2119 | 5.2119 | 5.2119 | 5.2119 | 5.2119 | 5.2119 | 5.2119 | 5.2119 | 5.2119 | 5.2119 | 5.2119 | 5.2119 | 5.2119 | 5.2119 | 5.2119 | 5.2119 | 5.2119 | 5.2119 | 5.2119 | 5.2119 | 5.2119 | 5.2119 | 5.2119 | 5.2119 | 5.2119 | 5.2119 | 5.2119 | 5.2119 | 5.2119 | 5.2119 | 5.2119 | 5.2119 | 5.2119 | 5.2119 | 5.2119
CC Frame F | 5.2119 | 5.2119 | 5.2119 | 5.2119 | 5.2119 | 5.2119 | 5.2119 | 5.2119 | 5.2119 | 5.2119 | 5.2119 | 5.2119 | 5.2119 | 5.2119 | 5.2119 | 5.2119 | 5.2119 | 5.2119 | 5.2119 | 5.2119 | 5.2119 | 5.2119 | 5.2119 | 5.2119 | 5.2119 | 5.2119 | 5.2119 | 5.2119 | 5.2119 | 5.2119 | 5.2119 | 5.2119 | 5.2119 | 5.2119 | 5.2119 | 5.2119 | 5.2119 | 5.2119 | 5.2119 | 5.2119 | 5.2119
CCGT with CCS | 10.5932 | 10.5932 | 10.5932 | 10.5932 | 10.5932 | 10.5932 | 10.5932 | 10.5932 | 10.5932 | 10.5932 | 10.5932 | 10.5932 | 10.5932 | 10.5932 | 10.5932 | 10.5932 | 10.5932 | 10.5932 | 10.5932 | 10.5932 | 10.5932 | 10.5932 | 10.5932 | 10.5932 | 10.5932 | 10.5932 | 10.5932 | 10.5932 | 10.5932 | 10.5932 | 10.5932 | 10.5932 | 10.5932 | 10.5932 | 10.5932 | 10.5932 | 10.5932 | 10.5932 | 10.5932 | 10.5932 | 10.5932
CC G + H | 5.2119 | 5.2119 | 5.2119 | 5.2119 | 5.2119 | 5.2119 | 5.2119 | 5.2119 | 5.2119 | 5.2119 | 5.2119 | 5.2119 | 5.2119 | 5.2119 | 5.2119 | 5.2119 | 5.2119 | 5.2119 | 5.2119 | 5.2119 | 5.2119 | 5.2119 | 5.2119 | 5.2119 | 5.2119 | 5.2119 | 5.2119 | 5.2119 | 5.2119 | 5.2119 | 5.2119 | 5.2119 | 5.2119 | 5.2119 | 5.2119 | 5.2119 | 5.2119 | 5.2119 | 5.2119 | 5.2119 | 5.2119
CT 1 | 5.2966 | 5.2966 | 5.2966 | 5.2966 | 5.2966 | 5.2966 | 5.2966 | 5.2966 | 5.2966 | 5.2966 | 5.2966 | 5.2966 | 5.2966 | 5.2966 | 5.2966 | 5.2966 | 5.2966 | 5.2966 | 5.2966 | 5.2966 | 5.2966 | 5.2966 | 5.2966 | 5.2966 | 5.2966 | 5.2966 | 5.2966 | 5.2966 | 5.2966 | 5.2966 | 5.2966 | 5.2966 | 5.2966 | 5.2966 | 5.2966 | 5.2966 | 5.2966 | 5.2966 | 5.2966 | 5.2966 | 5.2966
CT 2 | 5.2966 | 5.2966 | 5.2966 | 5.2966 | 5.2966 | 5.2966 | 5.2966 | 5.2966 | 5.2966 | 5.2966 | 5.2966 | 5.2966 | 5.2966 | 5.2966 | 5.2966 | 5.2966 | 5.2966 | 5.2966 | 5.2966 | 5.2966 | 5.2966 | 5.2966 | 5.2966 | 5.2966 | 5.2966 | 5.2966 | 5.2966 | 5.2966 | 5.2966 | 5.2966 | 5.2966 | 5.2966 | 5.2966 | 5.2966 | 5.2966 | 5.2966 | 5.2966 | 5.2966 | 5.2966 | 5.2966 | 5.2966
CT 3 | 5.2966 | 5.2966 | 5.2966 | 5.2966 | 5.2966 | 5.2966 | 5.2966 | 5.2966 | 5.2966 | 5.2966 | 5.2966 | 5.2966 | 5.2966 | 5.2966 | 5.2966 | 5.2966 | 5.2966 | 5.2966 | 5.2966 | 5.2966 | 5.2966 | 5.2966 | 5.2966 | 5.2966 | 5.2966 | 5.2966 | 5.2966 | 5.2966 | 5.2966 | 5.2966 | 5.2966 | 5.2966 | 5.2966 | 5.2966 | 5.2966 | 5.2966 | 5.2966 | 5.2966 | 5.2966 | 5.2966 | 5.2966
CT 4 | 5.2966 | 5.2966 | 5.2966 | 5.2966 | 5.2966 | 5.2966 | 5.2966 | 5.2966 | 5.2966 | 5.2966 | 5.2966 | 5.2966 | 5.2966 | 5.2966 | 5.2966 | 5.2966 | 5.2966 | 5.2966 | 5.2966 | 5.2966 | 5.2966 | 5.2966 | 5.2966 | 5.2966 | 5.2966 | 5.2966 | 5.2966 | 5.2966 | 5.2966 | 5.2966 | 5.2966 | 5.2966 | 5.2966 | 5.2966 | 5.2966 | 5.2966 | 5.2966 | 5.2966 | 5.2966 | 5.2966 | 5.2966
CT 5 | 5.2966 | 5.2966 | 5.2966 | 5.2966 | 5.2966 | 5.2966 | 5.2966 | 5.2966 | 5.2966 | 5.2966 | 5.2966 | 5.2966 | 5.2966 | 5.2966 | 5.2966 | 5.2966 | 5.2966 | 5.2966 | 5.2966 | 5.2966 | 5.2966 | 5.2966 | 5.2966 | 5.2966 | 5.2966 | 5.2966 | 5.2966 | 5.2966 | 5.2966 | 5.2966 | 5.2966 | 5.2966 | 5.2966 | 5.2966 | 5.2966 | 5.2966 | 5.2966 | 5.2966 | 5.2966 | 5.2966 | 5.2966
Conventional Hydro | 0 | 0 | 0 | 0 | 0 | 0 | 0 | 0 | 0 | 0 | 0 | 0 | 0 | 0 | 0 | 0 | 0 | 0 | 0 | 0 | 0 | 0 | 0 | 0 | 0 | 0 | 0 | 0 | 0 | 0 | 0 | 0 | 0 | 0 | 0 | 0 | 0 | 0 | 0 | 0 | 0
Biogas | 5.2966 | 5.2966 | 5.2966 | 5.2966 | 5.2966 | 5.2966 | 5.2966 | 5.2966 | 5.2966 | 5.2966 | 5.2966 | 5.2966 | 5.2966 | 5.2966 | 5.2966 | 5.2966 | 5.2966 | 5.2966 | 5.2966 | 5.2966 | 5.2966 | 5.2966 | 5.2966 | 5.2966 | 5.2966 | 5.2966 | 5.2966 | 5.2966 | 5.2966 | 5.2966 | 5.2966 | 5.2966 | 5.2966 | 5.2966 | 5.2966 | 5.2966 | 5.2966 | 5.2966 | 5.2966 | 5.2966 | 5.2966
Biomass | 11.7161 | 11.7161 | 11.7161 | 11.7161 | 11.7161 | 11.7161 | 11.7161 | 11.7161 | 11.7161 | 11.7161 | 11.7161 | 11.7161 | 11.7161 | 11.7161 | 11.7161 | 11.7161 | 11.7161 | 11.7161 | 11.7161 | 11.7161 | 11.7161 | 11.7161 | 11.7161 | 11.7161 | 11.7161 | 11.7161 | 11.7161 | 11.7161 | 11.7161 | 11.7161 | 11.7161 | 11.7161 | 11.7161 | 11.7161 | 11.7161 | 11.7161 | 11.7161 | 11.7161 | 11.7161 | 11.7161 | 11.7161
Geothermal | 31.7691 | 31.7691 | 31.7691 | 31.7691 | 31.7691 | 31.7691 | 31.7691 | 31.7691 | 31.7691 | 31.7691 | 31.7691 | 31.7691 | 31.7691 | 31.7691 | 31.7691 | 31.7691 | 31.7691 | 31.7691 | 31.7691 | 31.7691 | 31.7691 | 31.7691 | 31.7691 | 31.7691 | 31.7691 | 31.7691 | 31.7691 | 31.7691 | 31.7691 | 31.7691 | 31.7691 | 31.7691 | 31.7691 | 31.7691 | 31.7691 | 31.7691 | 31.7691 | 31.7691 | 31.7691 | 31.7691 | 31.7691
Small Hydro | 3.4958 | 3.4958 | 3.4958 | 3.4958 | 3.4958 | 3.4958 | 3.4958 | 3.4958 | 3.4958 | 3.4958 | 3.4958 | 3.4958 | 3.4958 | 3.4958 | 3.4958 | 3.4958 | 3.4958 | 3.4958 | 3.4958 | 3.4958 | 3.4958 | 3.4958 | 3.4958 | 3.4958 | 3.4958 | 3.4958 | 3.4958 | 3.4958 | 3.4958 | 3.4958 | 3.4958 | 3.4958 | 3.4958 | 3.4958 | 3.4958 | 3.4958 | 3.4958 | 3.4958 | 3.4958 | 3.4958 | 3.4958
Solar Thermal | 0 | 0 | 0 | 0 | 0 | 0 | 0 | 0 | 0 | 0 | 0 | 0 | 0 | 0 | 0 | 0 | 0 | 0 | 0 | 0 | 0 | 0 | 0 | 0 | 0 | 0 | 0 | 0 | 0 | 0 | 0 | 0 | 0 | 0 | 0 | 0 | 0 | 0 | 0 | 0 | 0
Solar PV | 0 | 0 | 0 | 0 | 0 | 0 | 0 | 0 | 0 | 0 | 0 | 0 | 0 | 0 | 0 | 0 | 0 | 0 | 0 | 0 | 0 | 0 | 0 | 0 | 0 | 0 | 0 | 0 | 0 | 0 | 0 | 0 | 0 | 0 | 0 | 0 | 0 | 0 | 0 | 0 | 0
Wind | 0 | 0 | 0 | 0 | 0 | 0 | 0 | 0 | 0 | 0 | 0 | 0 | 0 | 0 | 0 | 0 | 0 | 0 | 0 | 0 | 0 | 0 | 0 | 0 | 0 | 0 | 0 | 0 | 0 | 0 | 0 | 0 | 0 | 0 | 0 | 0 | 0 | 0 | 0 | 0 | 0
Distributed PV | 0 | 0 | 0 | 0 | 0 | 0 | 0 | 0 | 0 | 0 | 0 | 0 | 0 | 0 | 0 | 0 | 0 | 0 | 0 | 0 | 0 | 0 | 0 | 0 | 0 | 0 | 0 | 0 | 0 | 0 | 0 | 0 | 0 | 0 | 0 | 0 | 0 | 0 | 0 | 0 | 0
CSP with Storage | 0 | 0 | 0 | 0 | 0 | 0 | 0 | 0 | 0 | 0 | 0 | 0 | 0 | 0 | 0 | 0 | 0 | 0 | 0 | 0 | 0 | 0 | 0 | 0 | 0 | 0 | 0 | 0 | 0 | 0 | 0 | 0 | 0 | 0 | 0 | 0 | 0 | 0 | 0 | 0 | 0
Specified Coal | 0 | 0 | 0 | 0 | 0 | 0 | 0 | 0 | 0 | 0 | 0 | 0 | 0 | 0 | 0 | 0 | 0 | 0 | 0 | 0 | 0 | 0 | 0 | 0 | 0 | 0 | 0 | 0 | 0 | 0 | 0 | 0 | 0 | 0 | 0 | 0 | 0 | 0 | 0 | 0 | 0
Specified BPA | 0 | 0 | 0 | 0 | 0 | 0 | 0 | 0 | 0 | 0 | 0 | 0 | 0 | 0 | 0 | 0 | 0 | 0 | 0 | 0 | 0 | 0 | 0 | 0 | 0 | 0 | 0 | 0 | 0 | 0 | 0 | 0 | 0 | 0 | 0 | 0 | 0 | 0 | 0 | 0 | 0
Specified Gas | 0 | 0 | 0 | 0 | 0 | 0 | 0 | 0 | 0 | 0 | 0 | 0 | 0 | 0 | 0 | 0 | 0 | 0 | 0 | 0 | 0 | 0 | 0 | 0 | 0 | 0 | 0 | 0 | 0 | 0 | 0 | 0 | 0 | 0 | 0 | 0 | 0 | 0 | 0 | 0 | 0
Unspecified | 0 | 0 | 0 | 0 | 0 | 0 | 0 | 0 | 0 | 0 | 0 | 0 | 0 | 0 | 0 | 0 | 0 | 0 | 0 | 0 | 0 | 0 | 0 | 0 | 0 | 0 | 0 | 0 | 0 | 0 | 0 | 0 | 0 | 0 | 0 | 0 | 0 | 0 | 0 | 0 | 0
Unspecified Non-emitting | 0 | 0 | 0 | 0 | 0 | 0 | 0 | 0 | 0 | 0 | 0 | 0 | 0 | 0 | 0 | 0 | 0 | 0 | 0 | 0 | 0 | 0 | 0 | 0 | 0 | 0 | 0 | 0 | 0 | 0 | 0 | 0 | 0 | 0 | 0 | 0 | 0 | 0 | 0 | 0 | 0

## E3 capital cost data
Full data on installed costs | Model start year
TextTable Value Installed_Costs
Vintage | 2017 | 2018 | 2019 | 2020 | 2021 | 2022 | 2023 | 2024 | 2025 | 2026 | 2027 | 2028 | 2029 | 2030 | 2031 | 2032 | 2033 | 2034 | 2035 | 2036 | 2037 | 2038 | 2039 | 2040 | 2041 | 2042 | 2043 | 2044 | 2045 | 2046 | 2047 | 2048 | 2049 | 2050
Generation_Technolog
Nuclear | 8000 | 8000 | 8000 | 8000 | 8000 | 8000 | 8000 | 8000 | 8000 | 8000 | 8000 | 8000 | 8000 | 8000 | 8000 | 8000 | 8000 | 8000 | 8000 | 8000 | 8000 | 8000 | 8000 | 8000 | 8000 | 8000 | 8000 | 8000 | 8000 | 8000 | 8000 | 8000 | 8000 | 8000
Coal Large Recent | 0 | 0 | 0 | 0 | 0 | 0 | 0 | 0 | 0 | 0 | 0 | 0 | 0 | 0 | 0 | 0 | 0 | 0 | 0 | 0 | 0 | 0 | 0 | 0 | 0 | 0 | 0 | 0 | 0 | 0 | 0 | 0 | 0 | 0
Coal Small Recent | 0 | 0 | 0 | 0 | 0 | 0 | 0 | 0 | 0 | 0 | 0 | 0 | 0 | 0 | 0 | 0 | 0 | 0 | 0 | 0 | 0 | 0 | 0 | 0 | 0 | 0 | 0 | 0 | 0 | 0 | 0 | 0 | 0 | 0
Steam Small Recent | 0 | 0 | 0 | 0 | 0 | 0 | 0 | 0 | 0 | 0 | 0 | 0 | 0 | 0 | 0 | 0 | 0 | 0 | 0 | 0 | 0 | 0 | 0 | 0 | 0 | 0 | 0 | 0 | 0 | 0 | 0 | 0 | 0 | 0
Steam Large Recent | 0 | 0 | 0 | 0 | 0 | 0 | 0 | 0 | 0 | 0 | 0 | 0 | 0 | 0 | 0 | 0 | 0 | 0 | 0 | 0 | 0 | 0 | 0 | 0 | 0 | 0 | 0 | 0 | 0 | 0 | 0 | 0 | 0 | 0
Steam Small Old | 0 | 0 | 0 | 0 | 0 | 0 | 0 | 0 | 0 | 0 | 0 | 0 | 0 | 0 | 0 | 0 | 0 | 0 | 0 | 0 | 0 | 0 | 0 | 0 | 0 | 0 | 0 | 0 | 0 | 0 | 0 | 0 | 0 | 0
Other Steam | 0 | 0 | 0 | 0 | 0 | 0 | 0 | 0 | 0 | 0 | 0 | 0 | 0 | 0 | 0 | 0 | 0 | 0 | 0 | 0 | 0 | 0 | 0 | 0 | 0 | 0 | 0 | 0 | 0 | 0 | 0 | 0 | 0 | 0
CC Old | 1300 | 1300 | 1300 | 1300 | 1300 | 1300 | 1300 | 1300 | 1300 | 1300 | 1300 | 1300 | 1300 | 1300 | 1300 | 1300 | 1300 | 1300 | 1300 | 1300 | 1300 | 1300 | 1300 | 1300 | 1300 | 1300 | 1300 | 1300 | 1300 | 1300 | 1300 | 1300 | 1300 | 1300
CC Frame F | 1300 | 1300 | 1300 | 1300 | 1300 | 1300 | 1300 | 1300 | 1300 | 1300 | 1300 | 1300 | 1300 | 1300 | 1300 | 1300 | 1300 | 1300 | 1300 | 1300 | 1300 | 1300 | 1300 | 1300 | 1300 | 1300 | 1300 | 1300 | 1300 | 1300 | 1300 | 1300 | 1300 | 1300
CCGT with CCS | 3750 | 3750 | 3750 | 3750 | 3750 | 3750 | 3750 | 3750 | 3750 | 3750 | 3750 | 3750 | 3750 | 3750 | 3750 | 3750 | 3750 | 3750 | 3750 | 3750 | 3750 | 3750 | 3750 | 3750 | 3750 | 3750 | 3750 | 3750 | 3750 | 3750 | 3750 | 3750 | 3750 | 3750
CC G + H | 1300 | 1300 | 1300 | 1300 | 1300 | 1300 | 1300 | 1300 | 1300 | 1300 | 1300 | 1300 | 1300 | 1300 | 1300 | 1300 | 1300 | 1300 | 1300 | 1300 | 1300 | 1300 | 1300 | 1300 | 1300 | 1300 | 1300 | 1300 | 1300 | 1300 | 1300 | 1300 | 1300 | 1300
CT 1 | 950 | 950 | 950 | 950 | 950 | 950 | 950 | 950 | 950 | 950 | 950 | 950 | 950 | 950 | 950 | 950 | 950 | 950 | 950 | 950 | 950 | 950 | 950 | 950 | 950 | 950 | 950 | 950 | 950 | 950 | 950 | 950 | 950 | 950
CT 2 | 950 | 950 | 950 | 950 | 950 | 950 | 950 | 950 | 950 | 950 | 950 | 950 | 950 | 950 | 950 | 950 | 950 | 950 | 950 | 950 | 950 | 950 | 950 | 950 | 950 | 950 | 950 | 950 | 950 | 950 | 950 | 950 | 950 | 950
CT 3 | 950 | 950 | 950 | 950 | 950 | 950 | 950 | 950 | 950 | 950 | 950 | 950 | 950 | 950 | 950 | 950 | 950 | 950 | 950 | 950 | 950 | 950 | 950 | 950 | 950 | 950 | 950 | 950 | 950 | 950 | 950 | 950 | 950 | 950
CT 4 | 950 | 950 | 950 | 950 | 950 | 950 | 950 | 950 | 950 | 950 | 950 | 950 | 950 | 950 | 950 | 950 | 950 | 950 | 950 | 950 | 950 | 950 | 950 | 950 | 950 | 950 | 950 | 950 | 950 | 950 | 950 | 950 | 950 | 950
CT 5 | 950 | 950 | 950 | 950 | 950 | 950 | 950 | 950 | 950 | 950 | 950 | 950 | 950 | 950 | 950 | 950 | 950 | 950 | 950 | 950 | 950 | 950 | 950 | 950 | 950 | 950 | 950 | 950 | 950 | 950 | 950 | 950 | 950 | 950
Conventional Hydro | 3200 | 3200 | 3200 | 3200 | 3200 | 3200 | 3200 | 3200 | 3200 | 3200 | 3200 | 3200 | 3200 | 3200 | 3200 | 3200 | 3200 | 3200 | 3200 | 3200 | 3200 | 3200 | 3200 | 3200 | 3200 | 3200 | 3200 | 3200 | 3200 | 3200 | 3200 | 3200 | 3200 | 3200
Biogas - Distributed | 9700 | 9700 | 9700 | 9700 | 9700 | 9700 | 9700 | 9700 | 9700 | 9700 | 9700 | 9700 | 9700 | 9700 | 9700 | 9700 | 9700 | 9700 | 9700 | 9700 | 9700 | 9700 | 9700 | 9700 | 9700 | 9700 | 9700 | 9700 | 9700 | 9700 | 9700 | 9700 | 9700 | 9700
Biomass - Distributed | 6000 | 6000 | 6000 | 6000 | 6000 | 6000 | 6000 | 6000 | 6000 | 6000 | 6000 | 6000 | 6000 | 6000 | 6000 | 6000 | 6000 | 6000 | 6000 | 6000 | 6000 | 6000 | 6000 | 6000 | 6000 | 6000 | 6000 | 6000 | 6000 | 6000 | 6000 | 6000 | 6000 | 6000
Biomass - Large | 5712.5096 | 5712.5096 | 5712.5096 | 5712.5096 | 5712.5096 | 5712.5096 | 5712.5096 | 5712.5096 | 5712.5096 | 5712.5096 | 5712.5096 | 5712.5096 | 5712.5096 | 5712.5096 | 5712.5096 | 5712.5096 | 5712.5096 | 5712.5096 | 5712.5096 | 5712.5096 | 5712.5096 | 5712.5096 | 5712.5096 | 5712.5096 | 5712.5096 | 5712.5096 | 5712.5096 | 5712.5096 | 5712.5096 | 5712.5096 | 5712.5096 | 5712.5096 | 5712.5096 | 5712.5096
Geothermal | 6632.8 | 6632.8 | 6632.8 | 6632.8 | 6632.8 | 6632.8 | 6632.8 | 6632.8 | 6632.8 | 6632.8 | 6632.8 | 6632.8 | 6632.8 | 6632.8 | 6632.8 | 6632.8 | 6632.8 | 6632.8 | 6632.8 | 6632.8 | 6632.8 | 6632.8 | 6632.8 | 6632.8 | 6632.8 | 6632.8 | 6632.8 | 6632.8 | 6632.8 | 6632.8 | 6632.8 | 6632.8 | 6632.8 | 6632.8
Hydro - Small | 4039.5604 | 4039.5604 | 4039.5604 | 4039.5604 | 4039.5604 | 4039.5604 | 4039.5604 | 4039.5604 | 4039.5604 | 4039.5604 | 4039.5604 | 4039.5604 | 4039.5604 | 4039.5604 | 4039.5604 | 4039.5604 | 4039.5604 | 4039.5604 | 4039.5604 | 4039.5604 | 4039.5604 | 4039.5604 | 4039.5604 | 4039.5604 | 4039.5604 | 4039.5604 | 4039.5604 | 4039.5604 | 4039.5604 | 4039.5604 | 4039.5604 | 4039.5604 | 4039.5604 | 4039.5604
Solar Thermal - No Storage | 6004.0124 | 5966.0123 | 5928.0123 | 5890.0122 | 5839.3454 | 5788.6786 | 5738.0119 | 5687.3451 | 5636.6783 | 5586.0116 | 5535.3448 | 5484.678 | 5434.0112 | 5383.3445 | 5332.6777 | 5282.0109 | 5231.3442 | 5180.6774 | 5130.0106 | 5092.0105 | 5054.0105 | 5016.0104 | 4978.0103 | 4940.0102 | 4889.3435 | 4838.6767 | 4788.0099 | 4737.3431 | 4686.6764 | 4636.0096 | 4585.3428 | 4534.6761 | 4484.0093 | 4433.3425
Solar Thermal - Storage | 8170.8614 | 8101.6168 | 8032.3722 | 7963.1276 | 7893.883 | 7824.6384 | 7755.3938 | 7686.1492 | 7616.9047 | 7547.6601 | 7478.4155 | 7409.1709 | 7339.9263 | 7270.6817 | 7201.4371 | 7132.1925 | 7062.9479 | 6993.7034 | 6924.4588 | 6837.903 | 6751.3473 | 6664.7916 | 6578.2358 | 6491.6801 | 6422.4355 | 6353.1909 | 6283.9463 | 6214.7018 | 6145.4572 | 6076.2126 | 6006.968 | 5937.7234 | 5868.4788 | 5799.2342
Solar PV - Parking Lot | 3012.4454 | 2971.179 | 2929.9127 | 2888.6463 | 2861.1354 | 2833.6245 | 2806.1135 | 2778.6026 | 2751.0917 | 2723.5808 | 2696.0699 | 2668.559 | 2641.048 | 2613.5371 | 2586.0262 | 2558.5153 | 2531.0044 | 2503.4934 | 2475.9825 | 2455.3493 | 2434.7162 | 2414.083 | 2393.4498 | 2372.8166 | 2359.0611 | 2345.3057 | 2331.5502 | 2317.7948 | 2304.0393 | 2290.2838 | 2276.5284 | 2262.7729 | 2249.0175 | 2235.262
Solar PV - Rooftop | 2821.179 | 2782.5328 | 2743.8865 | 2705.2402 | 2679.476 | 2653.7118 | 2627.9476 | 2602.1834 | 2576.4192 | 2550.655 | 2524.8908 | 2499.1266 | 2473.3624 | 2447.5983 | 2421.8341 | 2396.0699 | 2370.3057 | 2344.5415 | 2318.7773 | 2299.4541 | 2280.131 | 2260.8079 | 2241.4847 | 2222.1616 | 2209.2795 | 2196.3974 | 2183.5153 | 2170.6332 | 2157.7511 | 2144.869 | 2131.9869 | 2119.1048 | 2106.2227 | 2093.3406
Solar PV - Fixed Tilt - 1MW | 2754.2358 | 2716.5066 | 2678.7773 | 2641.048 | 2615.8952 | 2590.7424 | 2565.5895 | 2540.4367 | 2515.2838 | 2490.131 | 2464.9782 | 2439.8253 | 2414.6725 | 2389.5197 | 2364.3668 | 2339.214 | 2314.0611 | 2288.9083 | 2263.7555 | 2244.8908 | 2226.0262 | 2207.1616 | 2188.2969 | 2169.4323 | 2156.8559 | 2144.2795 | 2131.7031 | 2119.1266 | 2106.5502 | 2093.9738 | 2081.3974 | 2068.821 | 2056.2445 | 2043.6681
Solar PV - Fixed Tilt - 5MW | 2553.4061 | 2518.4279 | 2483.4498 | 2448.4716 | 2425.1528 | 2401.8341 | 2378.5153 | 2355.1965 | 2331.8777 | 2308.559 | 2285.2402 | 2261.9214 | 2238.6026 | 2215.2838 | 2191.9651 | 2168.6463 | 2145.3275 | 2122.0087 | 2098.69 | 2081.2009 | 2063.7118 | 2046.2227 | 2028.7336 | 2011.2445 | 1999.5852 | 1987.9258 | 1976.2664 | 1964.607 | 1952.9476 | 1941.2882 | 1929.6288 | 1917.9694 | 1906.31 | 1894.6507
Solar PV - Fixed Tilt - 10MW | 2343.0131 | 2310.917 | 2278.821 | 2246.7249 | 2225.3275 | 2203.9301 | 2182.5328 | 2161.1354 | 2139.738 | 2118.3406 | 2096.9432 | 2075.5459 | 2054.1485 | 2032.7511 | 2011.3537 | 1989.9563 | 1968.559 | 1947.1616 | 1925.7642 | 1909.7162 | 1893.6681 | 1877.6201 | 1861.5721 | 1845.524 | 1834.8253 | 1824.1266 | 1813.4279 | 1802.7293 | 1792.0306 | 1781.3319 | 1770.6332 | 1759.9345 | 1749.2358 | 1738.5371
Solar PV - Fixed Tilt - 20MW+ | 2256.9432 | 2226.0262 | 2195.1092 | 2164.1921 | 2143.5808 | 2122.9694 | 2102.3581 | 2081.7467 | 2061.1354 | 2040.524 | 2019.9127 | 1999.3013 | 1978.69 | 1958.0786 | 1937.4672 | 1916.8559 | 1896.2445 | 1875.6332 | 1855.0218 | 1839.5633 | 1824.1048 | 1808.6463 | 1793.1878 | 1777.7293 | 1767.4236 | 1757.1179 | 1746.8122 | 1736.5066 | 1726.2009 | 1715.8952 | 1705.5895 | 1695.2838 | 1684.9782 | 1674.6725
Solar PV - Tracking - 1MW | 2811.8995 | 2786.1613 | 2760.4231 | 2734.6849 | 2715.3812 | 2696.0776 | 2676.7739 | 2657.4703 | 2638.1666 | 2618.8629 | 2599.5593 | 2580.2556 | 2560.952 | 2541.6483 | 2522.3446 | 2503.041 | 2483.7373 | 2464.4337 | 2445.13 | 2425.8264 | 2406.5227 | 2387.219 | 2367.9154 | 2348.6117 | 2335.7426 | 2322.8735 | 2310.0044 | 2297.1353 | 2284.2662 | 2271.3971 | 2258.528 | 2245.6589 | 2232.7898 | 2219.9207
Solar PV - Tracking - 5MW | 2638.5632 | 2614.4116 | 2590.26 | 2566.1084 | 2547.9947 | 2529.881 | 2511.7673 | 2493.6536 | 2475.5399 | 2457.4262 | 2439.3125 | 2421.1988 | 2403.0851 | 2384.9714 | 2366.8576 | 2348.7439 | 2330.6302 | 2312.5165 | 2294.4028 | 2276.2891 | 2258.1754 | 2240.0617 | 2221.948 | 2203.8343 | 2191.7585 | 2179.6827 | 2167.6069 | 2155.5311 | 2143.4553 | 2131.3795 | 2119.3037 | 2107.2279 | 2095.152 | 2083.0762
Solar PV - Tracking - 10MW | 2455.5972 | 2433.1203 | 2410.6435 | 2388.1666 | 2371.3089 | 2354.4513 | 2337.5937 | 2320.736 | 2303.8784 | 2287.0207 | 2270.1631 | 2253.3054 | 2236.4478 | 2219.5901 | 2202.7325 | 2185.8748 | 2169.0172 | 2152.1595 | 2135.3019 | 2118.4442 | 2101.5866 | 2084.729 | 2067.8713 | 2051.0137 | 2039.7752 | 2028.5368 | 2017.2984 | 2006.0599 | 1994.8215 | 1983.5831 | 1972.3446 | 1961.1062 | 1949.8678 | 1938.6294
Solar PV - Tracking - 20MW+ | 2378.5588 | 2356.7871 | 2335.0154 | 2313.2437 | 2296.9149 | 2280.5862 | 2264.2574 | 2247.9286 | 2231.5998 | 2215.271 | 2198.9423 | 2182.6135 | 2166.2847 | 2149.9559 | 2133.6271 | 2117.2984 | 2100.9696 | 2084.6408 | 2068.312 | 2051.9833 | 2035.6545 | 2019.3257 | 2002.9969 | 1986.6681 | 1975.7823 | 1964.8964 | 1954.0106 | 1943.1247 | 1932.2389 | 1921.353 | 1910.4672 | 1899.5813 | 1888.6955 | 1877.8096
Wind | 2033.3516 | 2029.2271 | 2025.1027 | 2020.9782 | 2016.8538 | 2012.7293 | 2008.6049 | 2004.4804 | 2000.356 | 1996.2315 | 1992.1071 | 1987.9827 | 1983.8582 | 1979.7338 | 1975.6093 | 1971.4849 | 1967.3604 | 1963.236 | 1959.1115 | 1959.1115 | 1959.1115 | 1959.1115 | 1959.1115 | 1959.1115 | 1954.9871 | 1950.8626 | 1946.7382 | 1942.6138 | 1938.4893 | 1934.3649 | 1930.2404 | 1926.116 | 1921.9915 | 1917.8671
Wind - Distributed | 2524.5617 | 2519.4409 | 2514.3201 | 2509.1993 | 2504.0785 | 2498.9576 | 2493.8368 | 2488.716 | 2483.5952 | 2478.4744 | 2473.3536 | 2468.2328 | 2463.1119 | 2457.9911 | 2452.8703 | 2447.7495 | 2442.6287 | 2437.5079 | 2432.3871 | 2432.3871 | 2432.3871 | 2432.3871 | 2432.3871 | 2432.3871 | 2427.2662 | 2422.1454 | 2417.0246 | 2411.9038 | 2406.783 | 2401.6622 | 2396.5413 | 2391.4205 | 2386.2997 | 2381.1789
CHP | 0 | 0 | 0 | 0 | 0 | 0 | 0 | 0 | 0 | 0 | 0 | 0 | 0 | 0 | 0 | 0 | 0 | 0 | 0 | 0 | 0 | 0 | 0 | 0 | 0 | 0 | 0 | 0 | 0 | 0 | 0 | 0 | 0 | 0
Subsector-Driven CHP | 0 | 0 | 0 | 0 | 0 | 0 | 0 | 0 | 0 | 0 | 0 | 0 | 0 | 0 | 0 | 0 | 0 | 0 | 0 | 0 | 0 | 0 | 0 | 0 | 0 | 0 | 0 | 0 | 0 | 0 | 0 | 0 | 0 | 0
Specified Coal | 0 | 0 | 0 | 0 | 0 | 0 | 0 | 0 | 0 | 0 | 0 | 0 | 0 | 0 | 0 | 0 | 0 | 0 | 0 | 0 | 0 | 0 | 0 | 0 | 0 | 0 | 0 | 0 | 0 | 0 | 0 | 0 | 0 | 0
Specified BPA | 0 | 0 | 0 | 0 | 0 | 0 | 0 | 0 | 0 | 0 | 0 | 0 | 0 | 0 | 0 | 0 | 0 | 0 | 0 | 0 | 0 | 0 | 0 | 0 | 0 | 0 | 0 | 0 | 0 | 0 | 0 | 0 | 0 | 0
Specified Gas | 0 | 0 | 0 | 0 | 0 | 0 | 0 | 0 | 0 | 0 | 0 | 0 | 0 | 0 | 0 | 0 | 0 | 0 | 0 | 0 | 0 | 0 | 0 | 0 | 0 | 0 | 0 | 0 | 0 | 0 | 0 | 0 | 0 | 0
Unspecified | 0 | 0 | 0 | 0 | 0 | 0 | 0 | 0 | 0 | 0 | 0 | 0 | 0 | 0 | 0 | 0 | 0 | 0 | 0 | 0 | 0 | 0 | 0 | 0 | 0 | 0 | 0 | 0 | 0 | 0 | 0 | 0 | 0 | 0
Unspecified Non-emitting | 0 | 0 | 0 | 0 | 0 | 0 | 0 | 0 | 0 | 0 | 0 | 0 | 0 | 0 | 0 | 0 | 0 | 0 | 0 | 0 | 0 | 0 | 0 | 0 | 0 | 0 | 0 | 0 | 0 | 0 | 0 | 0 | 0 | 0

## E3 fixed O and M
E3 fixed O and M
TextTable Value Fixed_O_M_Cost_Input
Vintage | 1950 | 1951 | 1952 | 1953 | 1954 | 1955 | 1956 | 1957 | 1958 | 1959 | 1960 | 1961 | 1962 | 1963 | 1964 | 1965 | 1966 | 1967 | 1968 | 1969 | 1970 | 1971 | 1972 | 1973 | 1974 | 1975 | 1976 | 1977 | 1978 | 1979 | 1980 | 1981 | 1982 | 1983 | 1984 | 1985 | 1986 | 1987 | 1988 | 1989 | 1990 | 1991 | 1992 | 1993 | 1994 | 1995 | 1996 | 1997 | 1998 | 1999 | 2000 | 2001 | 2002 | 2003 | 2004 | 2005 | 2006 | 2007 | 2008 | 2009 | 2010 | 2011 | 2012 | 2013 | 2014 | 2015 | 2016 | 2017 | 2018 | 2019 | 2020 | 2021 | 2022 | 2023 | 2024 | 2025 | 2026 | 2027 | 2028 | 2029 | 2030 | 2031 | 2032 | 2033 | 2034 | 2035 | 2036 | 2037 | 2038 | 2039 | 2040 | 2041 | 2042 | 2043 | 2044 | 2045 | 2046 | 2047 | 2048 | 2049 | 2050
Generation_Technolog
Nuclear | 121.9004 | 121.9004 | 121.9004 | 121.9004 | 121.9004 | 121.9004 | 121.9004 | 121.9004 | 121.9004 | 121.9004 | 121.9004 | 121.9004 | 121.9004 | 121.9004 | 121.9004 | 121.9004 | 121.9004 | 121.9004 | 121.9004 | 121.9004 | 121.9004 | 121.9004 | 121.9004 | 121.9004 | 121.9004 | 121.9004 | 121.9004 | 121.9004 | 121.9004 | 121.9004 | 121.9004 | 121.9004 | 121.9004 | 121.9004 | 121.9004 | 121.9004 | 121.9004 | 121.9004 | 121.9004 | 121.9004 | 121.9004 | 121.9004 | 121.9004 | 121.9004 | 121.9004 | 121.9004 | 121.9004 | 121.9004 | 121.9004 | 121.9004 | 121.9004 | 121.9004 | 121.9004 | 121.9004 | 121.9004 | 121.9004 | 121.9004 | 121.9004 | 121.9004 | 121.9004 | 121.9004 | 121.9004 | 121.9004 | 121.9004 | 121.9004 | 121.9004 | 121.9004 | 121.9004 | 121.9004 | 121.9004 | 121.9004 | 121.9004 | 121.9004 | 121.9004 | 121.9004 | 121.9004 | 121.9004 | 121.9004 | 121.9004 | 121.9004 | 121.9004 | 121.9004 | 121.9004 | 121.9004 | 121.9004 | 121.9004 | 121.9004 | 121.9004 | 121.9004 | 121.9004 | 121.9004 | 121.9004 | 121.9004 | 121.9004 | 121.9004 | 121.9004 | 121.9004 | 121.9004 | 121.9004 | 121.9004 | 121.9004
Coal Large Recent | 30 | 30 | 30 | 30 | 30 | 30 | 30 | 30 | 30 | 30 | 30 | 30 | 30 | 30 | 30 | 30 | 30 | 30 | 30 | 30 | 30 | 30 | 30 | 30 | 30 | 30 | 30 | 30 | 30 | 30 | 30 | 30 | 30 | 30 | 30 | 30 | 30 | 30 | 30 | 30 | 30 | 30 | 30 | 30 | 30 | 30 | 30 | 30 | 30 | 30 | 30 | 30 | 30 | 30 | 30 | 30 | 30 | 30 | 30 | 30 | 30 | 30 | 30 | 30 | 0 | 0 | 0 | 0 | 0 | 0 | 0 | 0 | 0 | 0 | 0 | 0 | 0 | 0 | 0 | 0 | 0 | 0 | 0 | 0 | 0 | 0 | 0 | 0 | 0 | 0 | 0 | 0 | 0 | 0 | 0 | 0 | 0 | 0 | 0 | 0 | 0
Coal Small Recent | 30 | 30 | 30 | 30 | 30 | 30 | 30 | 30 | 30 | 30 | 30 | 30 | 30 | 30 | 30 | 30 | 30 | 30 | 30 | 30 | 30 | 30 | 30 | 30 | 30 | 30 | 30 | 30 | 30 | 30 | 30 | 30 | 30 | 30 | 30 | 30 | 30 | 30 | 30 | 30 | 30 | 30 | 30 | 30 | 30 | 30 | 30 | 30 | 30 | 30 | 30 | 30 | 30 | 30 | 30 | 30 | 30 | 30 | 30 | 30 | 30 | 30 | 30 | 30 | 0 | 0 | 0 | 0 | 0 | 0 | 0 | 0 | 0 | 0 | 0 | 0 | 0 | 0 | 0 | 0 | 0 | 0 | 0 | 0 | 0 | 0 | 0 | 0 | 0 | 0 | 0 | 0 | 0 | 0 | 0 | 0 | 0 | 0 | 0 | 0 | 0
Steam Small Recent | 30 | 30 | 30 | 30 | 30 | 30 | 30 | 30 | 30 | 30 | 30 | 30 | 30 | 30 | 30 | 30 | 30 | 30 | 30 | 30 | 30 | 30 | 30 | 30 | 30 | 30 | 30 | 30 | 30 | 30 | 30 | 30 | 30 | 30 | 30 | 30 | 30 | 30 | 30 | 30 | 30 | 30 | 30 | 30 | 30 | 30 | 30 | 30 | 30 | 30 | 30 | 30 | 30 | 30 | 30 | 30 | 30 | 30 | 30 | 30 | 30 | 30 | 30 | 30 | 30 | 30 | 30 | 30 | 30 | 30 | 30 | 30 | 30 | 30 | 30 | 30 | 30 | 30 | 30 | 30 | 30 | 30 | 30 | 30 | 30 | 30 | 30 | 30 | 30 | 30 | 30 | 30 | 30 | 30 | 30 | 30 | 30 | 30 | 30 | 30 | 30
Steam Large Recent | 30 | 30 | 30 | 30 | 30 | 30 | 30 | 30 | 30 | 30 | 30 | 30 | 30 | 30 | 30 | 30 | 30 | 30 | 30 | 30 | 30 | 30 | 30 | 30 | 30 | 30 | 30 | 30 | 30 | 30 | 30 | 30 | 30 | 30 | 30 | 30 | 30 | 30 | 30 | 30 | 30 | 30 | 30 | 30 | 30 | 30 | 30 | 30 | 30 | 30 | 30 | 30 | 30 | 30 | 30 | 30 | 30 | 30 | 30 | 30 | 30 | 30 | 30 | 30 | 0 | 0 | 0 | 0 | 0 | 0 | 0 | 0 | 0 | 0 | 0 | 0 | 0 | 0 | 0 | 0 | 0 | 0 | 0 | 0 | 0 | 0 | 0 | 0 | 0 | 0 | 0 | 0 | 0 | 0 | 0 | 0 | 0 | 0 | 0 | 0 | 0
Steam Small Old | 30 | 30 | 30 | 30 | 30 | 30 | 30 | 30 | 30 | 30 | 30 | 30 | 30 | 30 | 30 | 30 | 30 | 30 | 30 | 30 | 30 | 30 | 30 | 30 | 30 | 30 | 30 | 30 | 30 | 30 | 30 | 30 | 30 | 30 | 30 | 30 | 30 | 30 | 30 | 30 | 30 | 30 | 30 | 30 | 30 | 30 | 30 | 30 | 30 | 30 | 30 | 30 | 30 | 30 | 30 | 30 | 30 | 30 | 30 | 30 | 30 | 30 | 30 | 30 | 0 | 0 | 0 | 0 | 0 | 0 | 0 | 0 | 0 | 0 | 0 | 0 | 0 | 0 | 0 | 0 | 0 | 0 | 0 | 0 | 0 | 0 | 0 | 0 | 0 | 0 | 0 | 0 | 0 | 0 | 0 | 0 | 0 | 0 | 0 | 0 | 0
Other Steam | 30 | 30 | 30 | 30 | 30 | 30 | 30 | 30 | 30 | 30 | 30 | 30 | 30 | 30 | 30 | 30 | 30 | 30 | 30 | 30 | 30 | 30 | 30 | 30 | 30 | 30 | 30 | 30 | 30 | 30 | 30 | 30 | 30 | 30 | 30 | 30 | 30 | 30 | 30 | 30 | 30 | 30 | 30 | 30 | 30 | 30 | 30 | 30 | 30 | 30 | 30 | 30 | 30 | 30 | 30 | 30 | 30 | 30 | 30 | 30 | 30 | 30 | 30 | 30 | 0 | 0 | 0 | 0 | 0 | 0 | 0 | 0 | 0 | 0 | 0 | 0 | 0 | 0 | 0 | 0 | 0 | 0 | 0 | 0 | 0 | 0 | 0 | 0 | 0 | 0 | 0 | 0 | 0 | 0 | 0 | 0 | 0 | 0 | 0 | 0 | 0
CC Old | 12.1638 | 12.1638 | 12.1638 | 12.1638 | 12.1638 | 12.1638 | 12.1638 | 12.1638 | 12.1638 | 12.1638 | 12.1638 | 12.1638 | 12.1638 | 12.1638 | 12.1638 | 12.1638 | 12.1638 | 12.1638 | 12.1638 | 12.1638 | 12.1638 | 12.1638 | 12.1638 | 12.1638 | 12.1638 | 12.1638 | 12.1638 | 12.1638 | 12.1638 | 12.1638 | 12.1638 | 12.1638 | 12.1638 | 12.1638 | 12.1638 | 12.1638 | 12.1638 | 12.1638 | 12.1638 | 12.1638 | 12.1638 | 12.1638 | 12.1638 | 12.1638 | 12.1638 | 12.1638 | 12.1638 | 12.1638 | 12.1638 | 12.1638 | 12.1638 | 12.1638 | 12.1638 | 12.1638 | 12.1638 | 12.1638 | 12.1638 | 12.1638 | 12.1638 | 12.1638 | 12.1638 | 12.1638 | 12.1638 | 12.1638 | 12.1638 | 12.1638 | 12.1638 | 12.1638 | 12.1638 | 12.1638 | 12.1638 | 12.1638 | 12.1638 | 12.1638 | 12.1638 | 12.1638 | 12.1638 | 12.1638 | 12.1638 | 12.1638 | 12.1638 | 12.1638 | 12.1638 | 12.1638 | 12.1638 | 12.1638 | 12.1638 | 12.1638 | 12.1638 | 12.1638 | 12.1638 | 12.1638 | 12.1638 | 12.1638 | 12.1638 | 12.1638 | 12.1638 | 12.1638 | 12.1638 | 12.1638 | 12.1638
CC Frame F | 12.1638 | 12.1638 | 12.1638 | 12.1638 | 12.1638 | 12.1638 | 12.1638 | 12.1638 | 12.1638 | 12.1638 | 12.1638 | 12.1638 | 12.1638 | 12.1638 | 12.1638 | 12.1638 | 12.1638 | 12.1638 | 12.1638 | 12.1638 | 12.1638 | 12.1638 | 12.1638 | 12.1638 | 12.1638 | 12.1638 | 12.1638 | 12.1638 | 12.1638 | 12.1638 | 12.1638 | 12.1638 | 12.1638 | 12.1638 | 12.1638 | 12.1638 | 12.1638 | 12.1638 | 12.1638 | 12.1638 | 12.1638 | 12.1638 | 12.1638 | 12.1638 | 12.1638 | 12.1638 | 12.1638 | 12.1638 | 12.1638 | 12.1638 | 12.1638 | 12.1638 | 12.1638 | 12.1638 | 12.1638 | 12.1638 | 12.1638 | 12.1638 | 12.1638 | 12.1638 | 12.1638 | 12.1638 | 12.1638 | 12.1638 | 12.1638 | 12.1638 | 12.1638 | 12.1638 | 12.1638 | 12.1638 | 12.1638 | 12.1638 | 12.1638 | 12.1638 | 12.1638 | 12.1638 | 12.1638 | 12.1638 | 12.1638 | 12.1638 | 12.1638 | 12.1638 | 12.1638 | 12.1638 | 12.1638 | 12.1638 | 12.1638 | 12.1638 | 12.1638 | 12.1638 | 12.1638 | 12.1638 | 12.1638 | 12.1638 | 12.1638 | 12.1638 | 12.1638 | 12.1638 | 12.1638 | 12.1638 | 12.1638
CCGT with CCS | 24.2957 | 24.2957 | 24.2957 | 24.2957 | 24.2957 | 24.2957 | 24.2957 | 24.2957 | 24.2957 | 24.2957 | 24.2957 | 24.2957 | 24.2957 | 24.2957 | 24.2957 | 24.2957 | 24.2957 | 24.2957 | 24.2957 | 24.2957 | 24.2957 | 24.2957 | 24.2957 | 24.2957 | 24.2957 | 24.2957 | 24.2957 | 24.2957 | 24.2957 | 24.2957 | 24.2957 | 24.2957 | 24.2957 | 24.2957 | 24.2957 | 24.2957 | 24.2957 | 24.2957 | 24.2957 | 24.2957 | 24.2957 | 24.2957 | 24.2957 | 24.2957 | 24.2957 | 24.2957 | 24.2957 | 24.2957 | 24.2957 | 24.2957 | 24.2957 | 24.2957 | 24.2957 | 24.2957 | 24.2957 | 24.2957 | 24.2957 | 24.2957 | 24.2957 | 24.2957 | 24.2957 | 24.2957 | 24.2957 | 24.2957 | 24.2957 | 24.2957 | 24.2957 | 24.2957 | 24.2957 | 24.2957 | 24.2957 | 24.2957 | 24.2957 | 24.2957 | 24.2957 | 24.2957 | 24.2957 | 24.2957 | 24.2957 | 24.2957 | 24.2957 | 24.2957 | 24.2957 | 24.2957 | 24.2957 | 24.2957 | 24.2957 | 24.2957 | 24.2957 | 24.2957 | 24.2957 | 24.2957 | 24.2957 | 24.2957 | 24.2957 | 24.2957 | 24.2957 | 24.2957 | 24.2957 | 24.2957 | 24.2957
CC G + H | 12.1638 | 12.1638 | 12.1638 | 12.1638 | 12.1638 | 12.1638 | 12.1638 | 12.1638 | 12.1638 | 12.1638 | 12.1638 | 12.1638 | 12.1638 | 12.1638 | 12.1638 | 12.1638 | 12.1638 | 12.1638 | 12.1638 | 12.1638 | 12.1638 | 12.1638 | 12.1638 | 12.1638 | 12.1638 | 12.1638 | 12.1638 | 12.1638 | 12.1638 | 12.1638 | 12.1638 | 12.1638 | 12.1638 | 12.1638 | 12.1638 | 12.1638 | 12.1638 | 12.1638 | 12.1638 | 12.1638 | 12.1638 | 12.1638 | 12.1638 | 12.1638 | 12.1638 | 12.1638 | 12.1638 | 12.1638 | 12.1638 | 12.1638 | 12.1638 | 12.1638 | 12.1638 | 12.1638 | 12.1638 | 12.1638 | 12.1638 | 12.1638 | 12.1638 | 12.1638 | 12.1638 | 12.1638 | 12.1638 | 12.1638 | 12.1638 | 12.1638 | 12.1638 | 12.1638 | 12.1638 | 12.1638 | 12.1638 | 12.1638 | 12.1638 | 12.1638 | 12.1638 | 12.1638 | 12.1638 | 12.1638 | 12.1638 | 12.1638 | 12.1638 | 12.1638 | 12.1638 | 12.1638 | 12.1638 | 12.1638 | 12.1638 | 12.1638 | 12.1638 | 12.1638 | 12.1638 | 12.1638 | 12.1638 | 12.1638 | 12.1638 | 12.1638 | 12.1638 | 12.1638 | 12.1638 | 12.1638 | 12.1638
CT 1 | 18.9182 | 18.9182 | 18.9182 | 18.9182 | 18.9182 | 18.9182 | 18.9182 | 18.9182 | 18.9182 | 18.9182 | 18.9182 | 18.9182 | 18.9182 | 18.9182 | 18.9182 | 18.9182 | 18.9182 | 18.9182 | 18.9182 | 18.9182 | 18.9182 | 18.9182 | 18.9182 | 18.9182 | 18.9182 | 18.9182 | 18.9182 | 18.9182 | 18.9182 | 18.9182 | 18.9182 | 18.9182 | 18.9182 | 18.9182 | 18.9182 | 18.9182 | 18.9182 | 18.9182 | 18.9182 | 18.9182 | 18.9182 | 18.9182 | 18.9182 | 18.9182 | 18.9182 | 18.9182 | 18.9182 | 18.9182 | 18.9182 | 18.9182 | 18.9182 | 18.9182 | 18.9182 | 18.9182 | 18.9182 | 18.9182 | 18.9182 | 18.9182 | 18.9182 | 18.9182 | 18.9182 | 18.9182 | 18.9182 | 18.9182 | 18.9182 | 18.9182 | 18.9182 | 18.9182 | 18.9182 | 18.9182 | 18.9182 | 18.9182 | 18.9182 | 18.9182 | 18.9182 | 18.9182 | 18.9182 | 18.9182 | 18.9182 | 18.9182 | 18.9182 | 18.9182 | 18.9182 | 18.9182 | 18.9182 | 18.9182 | 18.9182 | 18.9182 | 18.9182 | 18.9182 | 18.9182 | 18.9182 | 18.9182 | 18.9182 | 18.9182 | 18.9182 | 18.9182 | 18.9182 | 18.9182 | 18.9182 | 18.9182
CT 2 | 18.9182 | 18.9182 | 18.9182 | 18.9182 | 18.9182 | 18.9182 | 18.9182 | 18.9182 | 18.9182 | 18.9182 | 18.9182 | 18.9182 | 18.9182 | 18.9182 | 18.9182 | 18.9182 | 18.9182 | 18.9182 | 18.9182 | 18.9182 | 18.9182 | 18.9182 | 18.9182 | 18.9182 | 18.9182 | 18.9182 | 18.9182 | 18.9182 | 18.9182 | 18.9182 | 18.9182 | 18.9182 | 18.9182 | 18.9182 | 18.9182 | 18.9182 | 18.9182 | 18.9182 | 18.9182 | 18.9182 | 18.9182 | 18.9182 | 18.9182 | 18.9182 | 18.9182 | 18.9182 | 18.9182 | 18.9182 | 18.9182 | 18.9182 | 18.9182 | 18.9182 | 18.9182 | 18.9182 | 18.9182 | 18.9182 | 18.9182 | 18.9182 | 18.9182 | 18.9182 | 18.9182 | 18.9182 | 18.9182 | 18.9182 | 18.9182 | 18.9182 | 18.9182 | 18.9182 | 18.9182 | 18.9182 | 18.9182 | 18.9182 | 18.9182 | 18.9182 | 18.9182 | 18.9182 | 18.9182 | 18.9182 | 18.9182 | 18.9182 | 18.9182 | 18.9182 | 18.9182 | 18.9182 | 18.9182 | 18.9182 | 18.9182 | 18.9182 | 18.9182 | 18.9182 | 18.9182 | 18.9182 | 18.9182 | 18.9182 | 18.9182 | 18.9182 | 18.9182 | 18.9182 | 18.9182 | 18.9182 | 18.9182
CT 3 | 18.9182 | 18.9182 | 18.9182 | 18.9182 | 18.9182 | 18.9182 | 18.9182 | 18.9182 | 18.9182 | 18.9182 | 18.9182 | 18.9182 | 18.9182 | 18.9182 | 18.9182 | 18.9182 | 18.9182 | 18.9182 | 18.9182 | 18.9182 | 18.9182 | 18.9182 | 18.9182 | 18.9182 | 18.9182 | 18.9182 | 18.9182 | 18.9182 | 18.9182 | 18.9182 | 18.9182 | 18.9182 | 18.9182 | 18.9182 | 18.9182 | 18.9182 | 18.9182 | 18.9182 | 18.9182 | 18.9182 | 18.9182 | 18.9182 | 18.9182 | 18.9182 | 18.9182 | 18.9182 | 18.9182 | 18.9182 | 18.9182 | 18.9182 | 18.9182 | 18.9182 | 18.9182 | 18.9182 | 18.9182 | 18.9182 | 18.9182 | 18.9182 | 18.9182 | 18.9182 | 18.9182 | 18.9182 | 18.9182 | 18.9182 | 18.9182 | 18.9182 | 18.9182 | 18.9182 | 18.9182 | 18.9182 | 18.9182 | 18.9182 | 18.9182 | 18.9182 | 18.9182 | 18.9182 | 18.9182 | 18.9182 | 18.9182 | 18.9182 | 18.9182 | 18.9182 | 18.9182 | 18.9182 | 18.9182 | 18.9182 | 18.9182 | 18.9182 | 18.9182 | 18.9182 | 18.9182 | 18.9182 | 18.9182 | 18.9182 | 18.9182 | 18.9182 | 18.9182 | 18.9182 | 18.9182 | 18.9182 | 18.9182
CT 4 | 18.9182 | 18.9182 | 18.9182 | 18.9182 | 18.9182 | 18.9182 | 18.9182 | 18.9182 | 18.9182 | 18.9182 | 18.9182 | 18.9182 | 18.9182 | 18.9182 | 18.9182 | 18.9182 | 18.9182 | 18.9182 | 18.9182 | 18.9182 | 18.9182 | 18.9182 | 18.9182 | 18.9182 | 18.9182 | 18.9182 | 18.9182 | 18.9182 | 18.9182 | 18.9182 | 18.9182 | 18.9182 | 18.9182 | 18.9182 | 18.9182 | 18.9182 | 18.9182 | 18.9182 | 18.9182 | 18.9182 | 18.9182 | 18.9182 | 18.9182 | 18.9182 | 18.9182 | 18.9182 | 18.9182 | 18.9182 | 18.9182 | 18.9182 | 18.9182 | 18.9182 | 18.9182 | 18.9182 | 18.9182 | 18.9182 | 18.9182 | 18.9182 | 18.9182 | 18.9182 | 18.9182 | 18.9182 | 18.9182 | 18.9182 | 18.9182 | 18.9182 | 18.9182 | 18.9182 | 18.9182 | 18.9182 | 18.9182 | 18.9182 | 18.9182 | 18.9182 | 18.9182 | 18.9182 | 18.9182 | 18.9182 | 18.9182 | 18.9182 | 18.9182 | 18.9182 | 18.9182 | 18.9182 | 18.9182 | 18.9182 | 18.9182 | 18.9182 | 18.9182 | 18.9182 | 18.9182 | 18.9182 | 18.9182 | 18.9182 | 18.9182 | 18.9182 | 18.9182 | 18.9182 | 18.9182 | 18.9182 | 18.9182
CT 5 | 18.9182 | 18.9182 | 18.9182 | 18.9182 | 18.9182 | 18.9182 | 18.9182 | 18.9182 | 18.9182 | 18.9182 | 18.9182 | 18.9182 | 18.9182 | 18.9182 | 18.9182 | 18.9182 | 18.9182 | 18.9182 | 18.9182 | 18.9182 | 18.9182 | 18.9182 | 18.9182 | 18.9182 | 18.9182 | 18.9182 | 18.9182 | 18.9182 | 18.9182 | 18.9182 | 18.9182 | 18.9182 | 18.9182 | 18.9182 | 18.9182 | 18.9182 | 18.9182 | 18.9182 | 18.9182 | 18.9182 | 18.9182 | 18.9182 | 18.9182 | 18.9182 | 18.9182 | 18.9182 | 18.9182 | 18.9182 | 18.9182 | 18.9182 | 18.9182 | 18.9182 | 18.9182 | 18.9182 | 18.9182 | 18.9182 | 18.9182 | 18.9182 | 18.9182 | 18.9182 | 18.9182 | 18.9182 | 18.9182 | 18.9182 | 18.9182 | 18.9182 | 18.9182 | 18.9182 | 18.9182 | 18.9182 | 18.9182 | 18.9182 | 18.9182 | 18.9182 | 18.9182 | 18.9182 | 18.9182 | 18.9182 | 18.9182 | 18.9182 | 18.9182 | 18.9182 | 18.9182 | 18.9182 | 18.9182 | 18.9182 | 18.9182 | 18.9182 | 18.9182 | 18.9182 | 18.9182 | 18.9182 | 18.9182 | 18.9182 | 18.9182 | 18.9182 | 18.9182 | 18.9182 | 18.9182 | 18.9182 | 18.9182
Conventional Hydro | 50.5757 | 50.5757 | 50.5757 | 50.5757 | 50.5757 | 50.5757 | 50.5757 | 50.5757 | 50.5757 | 50.5757 | 50.5757 | 50.5757 | 50.5757 | 50.5757 | 50.5757 | 50.5757 | 50.5757 | 50.5757 | 50.5757 | 50.5757 | 50.5757 | 50.5757 | 50.5757 | 50.5757 | 50.5757 | 50.5757 | 50.5757 | 50.5757 | 50.5757 | 50.5757 | 50.5757 | 50.5757 | 50.5757 | 50.5757 | 50.5757 | 50.5757 | 50.5757 | 50.5757 | 50.5757 | 50.5757 | 50.5757 | 50.5757 | 50.5757 | 50.5757 | 50.5757 | 50.5757 | 50.5757 | 50.5757 | 50.5757 | 50.5757 | 50.5757 | 50.5757 | 50.5757 | 50.5757 | 50.5757 | 50.5757 | 50.5757 | 50.5757 | 50.5757 | 50.5757 | 50.5757 | 50.5757 | 50.5757 | 50.5757 | 50.5757 | 50.5757 | 50.5757 | 50.5757 | 50.5757 | 50.5757 | 50.5757 | 50.5757 | 50.5757 | 50.5757 | 50.5757 | 50.5757 | 50.5757 | 50.5757 | 50.5757 | 50.5757 | 50.5757 | 50.5757 | 50.5757 | 50.5757 | 50.5757 | 50.5757 | 50.5757 | 50.5757 | 50.5757 | 50.5757 | 50.5757 | 50.5757 | 50.5757 | 50.5757 | 50.5757 | 50.5757 | 50.5757 | 50.5757 | 50.5757 | 50.5757 | 50.5757
Biogas - Distributed | 514.5455 | 514.5455 | 514.5455 | 514.5455 | 514.5455 | 514.5455 | 514.5455 | 514.5455 | 514.5455 | 514.5455 | 514.5455 | 514.5455 | 514.5455 | 514.5455 | 514.5455 | 514.5455 | 514.5455 | 514.5455 | 514.5455 | 514.5455 | 514.5455 | 514.5455 | 514.5455 | 514.5455 | 514.5455 | 514.5455 | 514.5455 | 514.5455 | 514.5455 | 514.5455 | 514.5455 | 514.5455 | 514.5455 | 514.5455 | 514.5455 | 514.5455 | 514.5455 | 514.5455 | 514.5455 | 514.5455 | 514.5455 | 514.5455 | 514.5455 | 514.5455 | 514.5455 | 514.5455 | 514.5455 | 514.5455 | 514.5455 | 514.5455 | 514.5455 | 514.5455 | 514.5455 | 514.5455 | 514.5455 | 514.5455 | 514.5455 | 514.5455 | 514.5455 | 514.5455 | 514.5455 | 514.5455 | 514.5455 | 514.5455 | 505.7339 | 506.5218 | 507.2454 | 499.8148 | 500.8795 | 500.8795 | 500.8795 | 500.8795 | 500.8795 | 500.8795 | 500.8795 | 500.8795 | 500.8795 | 500.8795 | 500.8795 | 500.8795 | 500.8795 | 500.8795 | 500.8795 | 500.8795 | 500.8795 | 500.8795 | 500.8795 | 500.8795 | 500.8795 | 500.8795 | 500.8795 | 500.8795 | 500.8795 | 500.8795 | 500.8795 | 500.8795 | 500.8795 | 500.8795 | 500.8795 | 500.8795 | 500.8795
Biomass - Distributed | 620.821 | 620.821 | 620.821 | 620.821 | 620.821 | 620.821 | 620.821 | 620.821 | 620.821 | 620.821 | 620.821 | 620.821 | 620.821 | 620.821 | 620.821 | 620.821 | 620.821 | 620.821 | 620.821 | 620.821 | 620.821 | 620.821 | 620.821 | 620.821 | 620.821 | 620.821 | 620.821 | 620.821 | 620.821 | 620.821 | 620.821 | 620.821 | 620.821 | 620.821 | 620.821 | 620.821 | 620.821 | 620.821 | 620.821 | 620.821 | 620.821 | 620.821 | 620.821 | 620.821 | 620.821 | 620.821 | 620.821 | 620.821 | 620.821 | 620.821 | 620.821 | 620.821 | 620.821 | 620.821 | 620.821 | 620.821 | 620.821 | 620.821 | 620.821 | 620.821 | 620.821 | 620.821 | 620.821 | 620.821 | 617.186 | 616.7965 | 616.454 | 599.75 | 600.4256 | 600.4256 | 600.4256 | 600.4256 | 600.4256 | 600.4256 | 600.4256 | 600.4256 | 600.4256 | 600.4256 | 600.4256 | 600.4256 | 600.4256 | 600.4256 | 600.4256 | 600.4256 | 600.4256 | 600.4256 | 600.4256 | 600.4256 | 600.4256 | 600.4256 | 600.4256 | 600.4256 | 600.4256 | 600.4256 | 600.4256 | 600.4256 | 600.4256 | 600.4256 | 600.4256 | 600.4256 | 600.4256
Biomass - Large | 215.8753 | 215.8753 | 215.8753 | 215.8753 | 215.8753 | 215.8753 | 215.8753 | 215.8753 | 215.8753 | 215.8753 | 215.8753 | 215.8753 | 215.8753 | 215.8753 | 215.8753 | 215.8753 | 215.8753 | 215.8753 | 215.8753 | 215.8753 | 215.8753 | 215.8753 | 215.8753 | 215.8753 | 215.8753 | 215.8753 | 215.8753 | 215.8753 | 215.8753 | 215.8753 | 215.8753 | 215.8753 | 215.8753 | 215.8753 | 215.8753 | 215.8753 | 215.8753 | 215.8753 | 215.8753 | 215.8753 | 215.8753 | 215.8753 | 215.8753 | 215.8753 | 215.8753 | 215.8753 | 215.8753 | 215.8753 | 215.8753 | 215.8753 | 215.8753 | 215.8753 | 215.8753 | 215.8753 | 215.8753 | 215.8753 | 215.8753 | 215.8753 | 215.8753 | 215.8753 | 215.8753 | 215.8753 | 215.8753 | 215.8753 | 214.5337 | 214.4064 | 214.2961 | 207.7516 | 208.0807 | 208.0807 | 208.0807 | 208.0807 | 208.0807 | 208.0807 | 208.0807 | 208.0807 | 208.0807 | 208.0807 | 208.0807 | 208.0807 | 208.0807 | 208.0807 | 208.0807 | 208.0807 | 208.0807 | 208.0807 | 208.0807 | 208.0807 | 208.0807 | 208.0807 | 208.0807 | 208.0807 | 208.0807 | 208.0807 | 208.0807 | 208.0807 | 208.0807 | 208.0807 | 208.0807 | 208.0807 | 208.0807
Geothermal | 305.0912 | 305.0912 | 305.0912 | 305.0912 | 305.0912 | 305.0912 | 305.0912 | 305.0912 | 305.0912 | 305.0912 | 305.0912 | 305.0912 | 305.0912 | 305.0912 | 305.0912 | 305.0912 | 305.0912 | 305.0912 | 305.0912 | 305.0912 | 305.0912 | 305.0912 | 305.0912 | 305.0912 | 305.0912 | 305.0912 | 305.0912 | 305.0912 | 305.0912 | 305.0912 | 305.0912 | 305.0912 | 305.0912 | 305.0912 | 305.0912 | 305.0912 | 305.0912 | 305.0912 | 305.0912 | 305.0912 | 305.0912 | 305.0912 | 305.0912 | 305.0912 | 305.0912 | 305.0912 | 305.0912 | 305.0912 | 305.0912 | 305.0912 | 305.0912 | 305.0912 | 305.0912 | 305.0912 | 305.0912 | 305.0912 | 305.0912 | 305.0912 | 305.0912 | 305.0912 | 305.0912 | 305.0912 | 305.0912 | 305.0912 | 304.0146 | 303.8504 | 303.6591 | 301.0271 | 300.9761 | 300.9761 | 300.9761 | 300.9761 | 300.9761 | 300.9761 | 300.9761 | 300.9761 | 300.9761 | 300.9761 | 300.9761 | 300.9761 | 300.9761 | 300.9761 | 300.9761 | 300.9761 | 300.9761 | 300.9761 | 300.9761 | 300.9761 | 300.9761 | 300.9761 | 300.9761 | 300.9761 | 300.9761 | 300.9761 | 300.9761 | 300.9761 | 300.9761 | 300.9761 | 300.9761 | 300.9761 | 300.9761
Hydro - Small | 34.6364 | 34.6364 | 34.6364 | 34.6364 | 34.6364 | 34.6364 | 34.6364 | 34.6364 | 34.6364 | 34.6364 | 34.6364 | 34.6364 | 34.6364 | 34.6364 | 34.6364 | 34.6364 | 34.6364 | 34.6364 | 34.6364 | 34.6364 | 34.6364 | 34.6364 | 34.6364 | 34.6364 | 34.6364 | 34.6364 | 34.6364 | 34.6364 | 34.6364 | 34.6364 | 34.6364 | 34.6364 | 34.6364 | 34.6364 | 34.6364 | 34.6364 | 34.6364 | 34.6364 | 34.6364 | 34.6364 | 34.6364 | 34.6364 | 34.6364 | 34.6364 | 34.6364 | 34.6364 | 34.6364 | 34.6364 | 34.6364 | 34.6364 | 34.6364 | 34.6364 | 34.6364 | 34.6364 | 34.6364 | 34.6364 | 34.6364 | 34.6364 | 34.6364 | 34.6364 | 34.6364 | 34.6364 | 34.6364 | 34.6364 | 33.9175 | 33.9207 | 33.9239 | 33.9271 | 33.9303 | 33.9303 | 33.9303 | 33.9303 | 33.9303 | 33.9303 | 33.9303 | 33.9303 | 33.9303 | 33.9303 | 33.9303 | 33.9303 | 33.9303 | 33.9303 | 33.9303 | 33.9303 | 33.9303 | 33.9303 | 33.9303 | 33.9303 | 33.9303 | 33.9303 | 33.9303 | 33.9303 | 33.9303 | 33.9303 | 33.9303 | 33.9303 | 33.9303 | 33.9303 | 33.9303 | 33.9303 | 33.9303
Solar Thermal - No Storage | 67.32 | 67.32 | 67.32 | 67.32 | 67.32 | 67.32 | 67.32 | 67.32 | 67.32 | 67.32 | 67.32 | 67.32 | 67.32 | 67.32 | 67.32 | 67.32 | 67.32 | 67.32 | 67.32 | 67.32 | 67.32 | 67.32 | 67.32 | 67.32 | 67.32 | 67.32 | 67.32 | 67.32 | 67.32 | 67.32 | 67.32 | 67.32 | 67.32 | 67.32 | 67.32 | 67.32 | 67.32 | 67.32 | 67.32 | 67.32 | 67.32 | 67.32 | 67.32 | 67.32 | 67.32 | 67.32 | 67.32 | 67.32 | 67.32 | 67.32 | 67.32 | 67.32 | 67.32 | 67.32 | 67.32 | 67.32 | 67.32 | 67.32 | 67.32 | 67.32 | 67.32 | 67.32 | 67.32 | 67.32 | 67.32 | 67.32 | 67.32 | 67.32 | 67.32 | 67.32 | 67.32 | 67.32 | 67.32 | 67.32 | 67.32 | 67.32 | 67.32 | 67.32 | 67.32 | 67.32 | 67.32 | 67.32 | 67.32 | 67.32 | 67.32 | 67.32 | 67.32 | 67.32 | 67.32 | 67.32 | 67.32 | 67.32 | 67.32 | 67.32 | 67.32 | 67.32 | 67.32 | 67.32 | 67.32 | 67.32 | 67.32
Solar Thermal - Storage | 67.32 | 67.32 | 67.32 | 67.32 | 67.32 | 67.32 | 67.32 | 67.32 | 67.32 | 67.32 | 67.32 | 67.32 | 67.32 | 67.32 | 67.32 | 67.32 | 67.32 | 67.32 | 67.32 | 67.32 | 67.32 | 67.32 | 67.32 | 67.32 | 67.32 | 67.32 | 67.32 | 67.32 | 67.32 | 67.32 | 67.32 | 67.32 | 67.32 | 67.32 | 67.32 | 67.32 | 67.32 | 67.32 | 67.32 | 67.32 | 67.32 | 67.32 | 67.32 | 67.32 | 67.32 | 67.32 | 67.32 | 67.32 | 67.32 | 67.32 | 67.32 | 67.32 | 67.32 | 67.32 | 67.32 | 67.32 | 67.32 | 67.32 | 67.32 | 67.32 | 67.32 | 67.32 | 67.32 | 67.32 | 67.32 | 67.32 | 67.32 | 67.32 | 67.32 | 67.32 | 67.32 | 67.32 | 67.32 | 67.32 | 67.32 | 67.32 | 67.32 | 67.32 | 67.32 | 67.32 | 67.32 | 67.32 | 67.32 | 67.32 | 67.32 | 67.32 | 67.32 | 67.32 | 67.32 | 67.32 | 67.32 | 67.32 | 67.32 | 67.32 | 67.32 | 67.32 | 67.32 | 67.32 | 67.32 | 67.32 | 67.32
Solar PV - Parking Lot | 25.0011 | 25.0011 | 25.0011 | 25.0011 | 25.0011 | 25.0011 | 25.0011 | 25.0011 | 25.0011 | 25.0011 | 25.0011 | 25.0011 | 25.0011 | 25.0011 | 25.0011 | 25.0011 | 25.0011 | 25.0011 | 25.0011 | 25.0011 | 25.0011 | 25.0011 | 25.0011 | 25.0011 | 25.0011 | 25.0011 | 25.0011 | 25.0011 | 25.0011 | 25.0011 | 25.0011 | 25.0011 | 25.0011 | 25.0011 | 25.0011 | 25.0011 | 25.0011 | 25.0011 | 25.0011 | 25.0011 | 25.0011 | 25.0011 | 25.0011 | 25.0011 | 25.0011 | 25.0011 | 25.0011 | 25.0011 | 25.0011 | 25.0011 | 25.0011 | 25.0011 | 25.0011 | 25.0011 | 25.0011 | 25.0011 | 25.0011 | 25.0011 | 25.0011 | 25.0011 | 25.0011 | 25.0011 | 25.0011 | 25.0011 | 24.8808 | 24.8481 | 24.8123 | 24.7767 | 24.744 | 24.744 | 24.6612 | 24.5746 | 24.2488 | 24.2488 | 24.2488 | 24.2488 | 24.2488 | 24.2444 | 24.2444 | 24.2444 | 24.2444 | 24.2444 | 24.2444 | 24.2444 | 24.2444 | 24.2444 | 24.2444 | 24.2444 | 24.2444 | 24.2444 | 24.2444 | 24.2444 | 24.2444 | 24.2444 | 24.2444 | 24.2444 | 24.2444 | 24.2444 | 24.2444 | 24.2444 | 24.2444
Solar PV - Rooftop | 25.032 | 25.032 | 25.032 | 25.032 | 25.032 | 25.032 | 25.032 | 25.032 | 25.032 | 25.032 | 25.032 | 25.032 | 25.032 | 25.032 | 25.032 | 25.032 | 25.032 | 25.032 | 25.032 | 25.032 | 25.032 | 25.032 | 25.032 | 25.032 | 25.032 | 25.032 | 25.032 | 25.032 | 25.032 | 25.032 | 25.032 | 25.032 | 25.032 | 25.032 | 25.032 | 25.032 | 25.032 | 25.032 | 25.032 | 25.032 | 25.032 | 25.032 | 25.032 | 25.032 | 25.032 | 25.032 | 25.032 | 25.032 | 25.032 | 25.032 | 25.032 | 25.032 | 25.032 | 25.032 | 25.032 | 25.032 | 25.032 | 25.032 | 25.032 | 25.032 | 25.032 | 25.032 | 25.032 | 25.032 | 24.9129 | 24.8792 | 24.8424 | 24.8085 | 24.7719 | 24.7719 | 24.6915 | 24.601 | 24.2662 | 24.2662 | 24.2662 | 24.2662 | 24.2662 | 24.2662 | 24.2662 | 24.2662 | 24.2662 | 24.2662 | 24.2662 | 24.2662 | 24.2662 | 24.2662 | 24.2662 | 24.2662 | 24.2662 | 24.2662 | 24.2662 | 24.2662 | 24.2662 | 24.2662 | 24.2662 | 24.2662 | 24.2662 | 24.2662 | 24.2662 | 24.2662 | 24.2662
Solar PV - Fixed Tilt - 1MW | 48.8124 | 48.8124 | 48.8124 | 48.8124 | 48.8124 | 48.8124 | 48.8124 | 48.8124 | 48.8124 | 48.8124 | 48.8124 | 48.8124 | 48.8124 | 48.8124 | 48.8124 | 48.8124 | 48.8124 | 48.8124 | 48.8124 | 48.8124 | 48.8124 | 48.8124 | 48.8124 | 48.8124 | 48.8124 | 48.8124 | 48.8124 | 48.8124 | 48.8124 | 48.8124 | 48.8124 | 48.8124 | 48.8124 | 48.8124 | 48.8124 | 48.8124 | 48.8124 | 48.8124 | 48.8124 | 48.8124 | 48.8124 | 48.8124 | 48.8124 | 48.8124 | 48.8124 | 48.8124 | 48.8124 | 48.8124 | 48.8124 | 48.8124 | 48.8124 | 48.8124 | 48.8124 | 48.8124 | 48.8124 | 48.8124 | 48.8124 | 48.8124 | 48.8124 | 48.8124 | 48.8124 | 48.8124 | 48.8124 | 48.8124 | 48.5864 | 48.5203 | 48.4483 | 48.3822 | 48.3106 | 48.3106 | 48.1543 | 47.9846 | 47.3444 | 47.3444 | 47.3444 | 47.3444 | 47.3444 | 47.3444 | 47.3444 | 47.3444 | 47.3444 | 47.3444 | 47.3444 | 47.3444 | 47.3444 | 47.3444 | 47.3444 | 47.3444 | 47.3444 | 47.3444 | 47.3444 | 47.3444 | 47.3444 | 47.3444 | 47.3444 | 47.3444 | 47.3444 | 47.3444 | 47.3444 | 47.3444 | 47.3444
Solar PV - Fixed Tilt - 5MW | 43.8007 | 43.8007 | 43.8007 | 43.8007 | 43.8007 | 43.8007 | 43.8007 | 43.8007 | 43.8007 | 43.8007 | 43.8007 | 43.8007 | 43.8007 | 43.8007 | 43.8007 | 43.8007 | 43.8007 | 43.8007 | 43.8007 | 43.8007 | 43.8007 | 43.8007 | 43.8007 | 43.8007 | 43.8007 | 43.8007 | 43.8007 | 43.8007 | 43.8007 | 43.8007 | 43.8007 | 43.8007 | 43.8007 | 43.8007 | 43.8007 | 43.8007 | 43.8007 | 43.8007 | 43.8007 | 43.8007 | 43.8007 | 43.8007 | 43.8007 | 43.8007 | 43.8007 | 43.8007 | 43.8007 | 43.8007 | 43.8007 | 43.8007 | 43.8007 | 43.8007 | 43.8007 | 43.8007 | 43.8007 | 43.8007 | 43.8007 | 43.8007 | 43.8007 | 43.8007 | 43.8007 | 43.8007 | 43.8007 | 43.8007 | 43.5976 | 43.5385 | 43.4741 | 43.4099 | 43.3509 | 43.3509 | 43.2102 | 43.0575 | 42.481 | 42.481 | 42.481 | 42.481 | 42.481 | 42.481 | 42.481 | 42.481 | 42.481 | 42.481 | 42.481 | 42.481 | 42.481 | 42.481 | 42.481 | 42.481 | 42.481 | 42.481 | 42.481 | 42.481 | 42.481 | 42.481 | 42.481 | 42.481 | 42.481 | 42.481 | 42.481 | 42.481 | 42.481
Solar PV - Fixed Tilt - 10MW | 40.0365 | 40.0365 | 40.0365 | 40.0365 | 40.0365 | 40.0365 | 40.0365 | 40.0365 | 40.0365 | 40.0365 | 40.0365 | 40.0365 | 40.0365 | 40.0365 | 40.0365 | 40.0365 | 40.0365 | 40.0365 | 40.0365 | 40.0365 | 40.0365 | 40.0365 | 40.0365 | 40.0365 | 40.0365 | 40.0365 | 40.0365 | 40.0365 | 40.0365 | 40.0365 | 40.0365 | 40.0365 | 40.0365 | 40.0365 | 40.0365 | 40.0365 | 40.0365 | 40.0365 | 40.0365 | 40.0365 | 40.0365 | 40.0365 | 40.0365 | 40.0365 | 40.0365 | 40.0365 | 40.0365 | 40.0365 | 40.0365 | 40.0365 | 40.0365 | 40.0365 | 40.0365 | 40.0365 | 40.0365 | 40.0365 | 40.0365 | 40.0365 | 40.0365 | 40.0365 | 40.0365 | 40.0365 | 40.0365 | 40.0365 | 39.8505 | 39.7968 | 39.7383 | 39.6845 | 39.6262 | 39.6262 | 39.5017 | 39.3564 | 38.8329 | 38.8329 | 38.8329 | 38.8329 | 38.8329 | 38.8329 | 38.8329 | 38.8329 | 38.8329 | 38.8329 | 38.8329 | 38.8329 | 38.8329 | 38.8329 | 38.8329 | 38.8329 | 38.8329 | 38.8329 | 38.8329 | 38.8329 | 38.8329 | 38.8329 | 38.8329 | 38.8329 | 38.8329 | 38.8329 | 38.8329 | 38.8329 | 38.8329
Solar PV - Fixed Tilt - 20MW+ | 37.5343 | 37.5343 | 37.5343 | 37.5343 | 37.5343 | 37.5343 | 37.5343 | 37.5343 | 37.5343 | 37.5343 | 37.5343 | 37.5343 | 37.5343 | 37.5343 | 37.5343 | 37.5343 | 37.5343 | 37.5343 | 37.5343 | 37.5343 | 37.5343 | 37.5343 | 37.5343 | 37.5343 | 37.5343 | 37.5343 | 37.5343 | 37.5343 | 37.5343 | 37.5343 | 37.5343 | 37.5343 | 37.5343 | 37.5343 | 37.5343 | 37.5343 | 37.5343 | 37.5343 | 37.5343 | 37.5343 | 37.5343 | 37.5343 | 37.5343 | 37.5343 | 37.5343 | 37.5343 | 37.5343 | 37.5343 | 37.5343 | 37.5343 | 37.5343 | 37.5343 | 37.5343 | 37.5343 | 37.5343 | 37.5343 | 37.5343 | 37.5343 | 37.5343 | 37.5343 | 37.5343 | 37.5343 | 37.5343 | 37.5343 | 37.3599 | 37.3049 | 37.2546 | 37.1999 | 37.1496 | 37.1496 | 37.0283 | 36.8966 | 36.4058 | 36.4058 | 36.4058 | 36.4058 | 36.4058 | 36.4058 | 36.4058 | 36.4058 | 36.4058 | 36.4058 | 36.4058 | 36.4058 | 36.4058 | 36.4058 | 36.4058 | 36.4058 | 36.4058 | 36.4058 | 36.4058 | 36.4058 | 36.4058 | 36.4058 | 36.4058 | 36.4058 | 36.4058 | 36.4058 | 36.4058 | 36.4058 | 36.4058
Solar PV - Tracking - 1MW | 48.8124 | 48.8124 | 48.8124 | 48.8124 | 48.8124 | 48.8124 | 48.8124 | 48.8124 | 48.8124 | 48.8124 | 48.8124 | 48.8124 | 48.8124 | 48.8124 | 48.8124 | 48.8124 | 48.8124 | 48.8124 | 48.8124 | 48.8124 | 48.8124 | 48.8124 | 48.8124 | 48.8124 | 48.8124 | 48.8124 | 48.8124 | 48.8124 | 48.8124 | 48.8124 | 48.8124 | 48.8124 | 48.8124 | 48.8124 | 48.8124 | 48.8124 | 48.8124 | 48.8124 | 48.8124 | 48.8124 | 48.8124 | 48.8124 | 48.8124 | 48.8124 | 48.8124 | 48.8124 | 48.8124 | 48.8124 | 48.8124 | 48.8124 | 48.8124 | 48.8124 | 48.8124 | 48.8124 | 48.8124 | 48.8124 | 48.8124 | 48.8124 | 48.8124 | 48.8124 | 48.8124 | 48.8124 | 48.8124 | 48.8124 | 48.5864 | 48.5203 | 48.4483 | 48.3822 | 48.3106 | 48.3106 | 48.1543 | 47.9846 | 47.3444 | 47.3444 | 47.3444 | 47.3444 | 47.3444 | 47.3444 | 47.3444 | 47.3444 | 47.3444 | 47.3444 | 47.3444 | 47.3444 | 47.3444 | 47.3444 | 47.3444 | 47.3444 | 47.3444 | 47.3444 | 47.3444 | 47.3444 | 47.3444 | 47.3444 | 47.3444 | 47.3444 | 47.3444 | 47.3444 | 47.3444 | 47.3444 | 47.3444
Solar PV - Tracking - 5MW | 43.8007 | 43.8007 | 43.8007 | 43.8007 | 43.8007 | 43.8007 | 43.8007 | 43.8007 | 43.8007 | 43.8007 | 43.8007 | 43.8007 | 43.8007 | 43.8007 | 43.8007 | 43.8007 | 43.8007 | 43.8007 | 43.8007 | 43.8007 | 43.8007 | 43.8007 | 43.8007 | 43.8007 | 43.8007 | 43.8007 | 43.8007 | 43.8007 | 43.8007 | 43.8007 | 43.8007 | 43.8007 | 43.8007 | 43.8007 | 43.8007 | 43.8007 | 43.8007 | 43.8007 | 43.8007 | 43.8007 | 43.8007 | 43.8007 | 43.8007 | 43.8007 | 43.8007 | 43.8007 | 43.8007 | 43.8007 | 43.8007 | 43.8007 | 43.8007 | 43.8007 | 43.8007 | 43.8007 | 43.8007 | 43.8007 | 43.8007 | 43.8007 | 43.8007 | 43.8007 | 43.8007 | 43.8007 | 43.8007 | 43.8007 | 43.5976 | 43.5385 | 43.4741 | 43.4149 | 43.3509 | 43.3509 | 43.2102 | 43.0575 | 42.481 | 42.481 | 42.481 | 42.481 | 42.481 | 42.481 | 42.481 | 42.481 | 42.481 | 42.481 | 42.481 | 42.481 | 42.481 | 42.481 | 42.481 | 42.481 | 42.481 | 42.481 | 42.481 | 42.481 | 42.481 | 42.481 | 42.481 | 42.481 | 42.481 | 42.481 | 42.481 | 42.481 | 42.481
Solar PV - Tracking - 10MW | 40.0414 | 40.0414 | 40.0414 | 40.0414 | 40.0414 | 40.0414 | 40.0414 | 40.0414 | 40.0414 | 40.0414 | 40.0414 | 40.0414 | 40.0414 | 40.0414 | 40.0414 | 40.0414 | 40.0414 | 40.0414 | 40.0414 | 40.0414 | 40.0414 | 40.0414 | 40.0414 | 40.0414 | 40.0414 | 40.0414 | 40.0414 | 40.0414 | 40.0414 | 40.0414 | 40.0414 | 40.0414 | 40.0414 | 40.0414 | 40.0414 | 40.0414 | 40.0414 | 40.0414 | 40.0414 | 40.0414 | 40.0414 | 40.0414 | 40.0414 | 40.0414 | 40.0414 | 40.0414 | 40.0414 | 40.0414 | 40.0414 | 40.0414 | 40.0414 | 40.0414 | 40.0414 | 40.0414 | 40.0414 | 40.0414 | 40.0414 | 40.0414 | 40.0414 | 40.0414 | 40.0414 | 40.0414 | 40.0414 | 40.0414 | 39.8556 | 39.8018 | 39.743 | 39.6845 | 39.6307 | 39.6307 | 39.5017 | 39.3616 | 38.8329 | 38.8329 | 38.8329 | 38.8329 | 38.8329 | 38.8329 | 38.8329 | 38.8329 | 38.8329 | 38.8329 | 38.8329 | 38.8329 | 38.8329 | 38.8329 | 38.8329 | 38.8329 | 38.8329 | 38.8329 | 38.8329 | 38.8329 | 38.8329 | 38.8329 | 38.8329 | 38.8329 | 38.8329 | 38.8329 | 38.8329 | 38.8329 | 38.8329
Solar PV - Tracking - 20MW+ | 37.5343 | 37.5343 | 37.5343 | 37.5343 | 37.5343 | 37.5343 | 37.5343 | 37.5343 | 37.5343 | 37.5343 | 37.5343 | 37.5343 | 37.5343 | 37.5343 | 37.5343 | 37.5343 | 37.5343 | 37.5343 | 37.5343 | 37.5343 | 37.5343 | 37.5343 | 37.5343 | 37.5343 | 37.5343 | 37.5343 | 37.5343 | 37.5343 | 37.5343 | 37.5343 | 37.5343 | 37.5343 | 37.5343 | 37.5343 | 37.5343 | 37.5343 | 37.5343 | 37.5343 | 37.5343 | 37.5343 | 37.5343 | 37.5343 | 37.5343 | 37.5343 | 37.5343 | 37.5343 | 37.5343 | 37.5343 | 37.5343 | 37.5343 | 37.5343 | 37.5343 | 37.5343 | 37.5343 | 37.5343 | 37.5343 | 37.5343 | 37.5343 | 37.5343 | 37.5343 | 37.5343 | 37.5343 | 37.5343 | 37.5343 | 37.3599 | 37.3095 | 37.2546 | 37.2042 | 37.1496 | 37.1496 | 37.0283 | 36.8966 | 36.4058 | 36.4058 | 36.4058 | 36.4058 | 36.4058 | 36.4058 | 36.4058 | 36.4058 | 36.4058 | 36.4058 | 36.4058 | 36.4058 | 36.4058 | 36.4058 | 36.4058 | 36.4058 | 36.4058 | 36.4058 | 36.4058 | 36.4058 | 36.4058 | 36.4058 | 36.4058 | 36.4058 | 36.4058 | 36.4058 | 36.4058 | 36.4058 | 36.4058
Wind | 38.924 | 38.924 | 38.924 | 38.924 | 38.924 | 38.924 | 38.924 | 38.924 | 38.924 | 38.924 | 38.924 | 38.924 | 38.924 | 38.924 | 38.924 | 38.924 | 38.924 | 38.924 | 38.924 | 38.924 | 38.924 | 38.924 | 38.924 | 38.924 | 38.924 | 38.924 | 38.924 | 38.924 | 38.924 | 38.924 | 38.924 | 38.924 | 38.924 | 38.924 | 38.924 | 38.924 | 38.924 | 38.924 | 38.924 | 38.924 | 38.924 | 38.924 | 38.924 | 38.924 | 38.924 | 38.924 | 38.924 | 38.924 | 38.924 | 38.924 | 38.924 | 38.924 | 38.924 | 38.924 | 38.924 | 38.924 | 38.924 | 38.924 | 38.924 | 38.924 | 38.924 | 38.924 | 38.924 | 38.924 | 38.7479 | 38.7089 | 38.6738 | 38.4684 | 38.2651 | 38.0612 | 37.5739 | 37.5739 | 37.5739 | 37.5739 | 37.5739 | 37.5739 | 37.5739 | 37.5739 | 37.5739 | 37.5739 | 37.5739 | 37.5739 | 37.5739 | 37.5739 | 37.5739 | 37.5739 | 37.5739 | 37.5739 | 37.5739 | 37.5739 | 37.5739 | 37.5739 | 37.5739 | 37.5739 | 37.5739 | 37.5739 | 37.5739 | 37.5739 | 37.5739 | 37.5739 | 37.5739
Wind - Distributed | 37.8424 | 37.8424 | 37.8424 | 37.8424 | 37.8424 | 37.8424 | 37.8424 | 37.8424 | 37.8424 | 37.8424 | 37.8424 | 37.8424 | 37.8424 | 37.8424 | 37.8424 | 37.8424 | 37.8424 | 37.8424 | 37.8424 | 37.8424 | 37.8424 | 37.8424 | 37.8424 | 37.8424 | 37.8424 | 37.8424 | 37.8424 | 37.8424 | 37.8424 | 37.8424 | 37.8424 | 37.8424 | 37.8424 | 37.8424 | 37.8424 | 37.8424 | 37.8424 | 37.8424 | 37.8424 | 37.8424 | 37.8424 | 37.8424 | 37.8424 | 37.8424 | 37.8424 | 37.8424 | 37.8424 | 37.8424 | 37.8424 | 37.8424 | 37.8424 | 37.8424 | 37.8424 | 37.8424 | 37.8424 | 37.8424 | 37.8424 | 37.8424 | 37.8424 | 37.8424 | 37.8424 | 37.8424 | 37.8424 | 37.8424 | 37.6367 | 37.617 | 37.592 | 37.4329 | 37.2748 | 37.1183 | 36.765 | 36.765 | 36.765 | 36.765 | 36.765 | 36.765 | 36.765 | 36.765 | 36.765 | 36.765 | 36.765 | 36.765 | 36.765 | 36.765 | 36.765 | 36.765 | 36.765 | 36.765 | 36.765 | 36.765 | 36.765 | 36.765 | 36.765 | 36.765 | 36.765 | 36.765 | 36.765 | 36.765 | 36.765 | 36.765 | 36.765
CHP | 0 | 0 | 0 | 0 | 0 | 0 | 0 | 0 | 0 | 0 | 0 | 0 | 0 | 0 | 0 | 0 | 0 | 0 | 0 | 0 | 0 | 0 | 0 | 0 | 0 | 0 | 0 | 0 | 0 | 0 | 0 | 0 | 0 | 0 | 0 | 0 | 0 | 0 | 0 | 0 | 0 | 0 | 0 | 0 | 0 | 0 | 0 | 0 | 0 | 0 | 0 | 0 | 0 | 0 | 0 | 0 | 0 | 0 | 0 | 0 | 0 | 0 | 0 | 0 | 0 | 0 | 0 | 0 | 0 | 0 | 0 | 0 | 0 | 0 | 0 | 0 | 0 | 0 | 0 | 0 | 0 | 0 | 0 | 0 | 0 | 0 | 0 | 0 | 0 | 0 | 0 | 0 | 0 | 0 | 0 | 0 | 0 | 0 | 0 | 0 | 0
Subsector-Driven CHP | 0 | 0 | 0 | 0 | 0 | 0 | 0 | 0 | 0 | 0 | 0 | 0 | 0 | 0 | 0 | 0 | 0 | 0 | 0 | 0 | 0 | 0 | 0 | 0 | 0 | 0 | 0 | 0 | 0 | 0 | 0 | 0 | 0 | 0 | 0 | 0 | 0 | 0 | 0 | 0 | 0 | 0 | 0 | 0 | 0 | 0 | 0 | 0 | 0 | 0 | 0 | 0 | 0 | 0 | 0 | 0 | 0 | 0 | 0 | 0 | 0 | 0 | 0 | 0 | 0 | 0 | 0 | 0 | 0 | 0 | 0 | 0 | 0 | 0 | 0 | 0 | 0 | 0 | 0 | 0 | 0 | 0 | 0 | 0 | 0 | 0 | 0 | 0 | 0 | 0 | 0 | 0 | 0 | 0 | 0 | 0 | 0 | 0 | 0 | 0 | 0
Specified Coal | 0 | 0 | 0 | 0 | 0 | 0 | 0 | 0 | 0 | 0 | 0 | 0 | 0 | 0 | 0 | 0 | 0 | 0 | 0 | 0 | 0 | 0 | 0 | 0 | 0 | 0 | 0 | 0 | 0 | 0 | 0 | 0 | 0 | 0 | 0 | 0 | 0 | 0 | 0 | 0 | 0 | 0 | 0 | 0 | 0 | 0 | 0 | 0 | 0 | 0 | 0 | 0 | 0 | 0 | 0 | 0 | 0 | 0 | 0 | 0 | 0 | 0 | 0 | 0 | 0 | 0 | 0 | 0 | 0 | 0 | 0 | 0 | 0 | 0 | 0 | 0 | 0 | 0 | 0 | 0 | 0 | 0 | 0 | 0 | 0 | 0 | 0 | 0 | 0 | 0 | 0 | 0 | 0 | 0 | 0 | 0 | 0 | 0 | 0 | 0 | 0
Specified BPA | 0 | 0 | 0 | 0 | 0 | 0 | 0 | 0 | 0 | 0 | 0 | 0 | 0 | 0 | 0 | 0 | 0 | 0 | 0 | 0 | 0 | 0 | 0 | 0 | 0 | 0 | 0 | 0 | 0 | 0 | 0 | 0 | 0 | 0 | 0 | 0 | 0 | 0 | 0 | 0 | 0 | 0 | 0 | 0 | 0 | 0 | 0 | 0 | 0 | 0 | 0 | 0 | 0 | 0 | 0 | 0 | 0 | 0 | 0 | 0 | 0 | 0 | 0 | 0 | 0 | 0 | 0 | 0 | 0 | 0 | 0 | 0 | 0 | 0 | 0 | 0 | 0 | 0 | 0 | 0 | 0 | 0 | 0 | 0 | 0 | 0 | 0 | 0 | 0 | 0 | 0 | 0 | 0 | 0 | 0 | 0 | 0 | 0 | 0 | 0 | 0
Specified Gas | 0 | 0 | 0 | 0 | 0 | 0 | 0 | 0 | 0 | 0 | 0 | 0 | 0 | 0 | 0 | 0 | 0 | 0 | 0 | 0 | 0 | 0 | 0 | 0 | 0 | 0 | 0 | 0 | 0 | 0 | 0 | 0 | 0 | 0 | 0 | 0 | 0 | 0 | 0 | 0 | 0 | 0 | 0 | 0 | 0 | 0 | 0 | 0 | 0 | 0 | 0 | 0 | 0 | 0 | 0 | 0 | 0 | 0 | 0 | 0 | 0 | 0 | 0 | 0 | 0 | 0 | 0 | 0 | 0 | 0 | 0 | 0 | 0 | 0 | 0 | 0 | 0 | 0 | 0 | 0 | 0 | 0 | 0 | 0 | 0 | 0 | 0 | 0 | 0 | 0 | 0 | 0 | 0 | 0 | 0 | 0 | 0 | 0 | 0 | 0 | 0
Unspecified | 0 | 0 | 0 | 0 | 0 | 0 | 0 | 0 | 0 | 0 | 0 | 0 | 0 | 0 | 0 | 0 | 0 | 0 | 0 | 0 | 0 | 0 | 0 | 0 | 0 | 0 | 0 | 0 | 0 | 0 | 0 | 0 | 0 | 0 | 0 | 0 | 0 | 0 | 0 | 0 | 0 | 0 | 0 | 0 | 0 | 0 | 0 | 0 | 0 | 0 | 0 | 0 | 0 | 0 | 0 | 0 | 0 | 0 | 0 | 0 | 0 | 0 | 0 | 0 | 0 | 0 | 0 | 0 | 0 | 0 | 0 | 0 | 0 | 0 | 0 | 0 | 0 | 0 | 0 | 0 | 0 | 0 | 0 | 0 | 0 | 0 | 0 | 0 | 0 | 0 | 0 | 0 | 0 | 0 | 0 | 0 | 0 | 0 | 0 | 0 | 0
Unspecified Non-emitting | 0 | 0 | 0 | 0 | 0 | 0 | 0 | 0 | 0 | 0 | 0 | 0 | 0 | 0 | 0 | 0 | 0 | 0 | 0 | 0 | 0 | 0 | 0 | 0 | 0 | 0 | 0 | 0 | 0 | 0 | 0 | 0 | 0 | 0 | 0 | 0 | 0 | 0 | 0 | 0 | 0 | 0 | 0 | 0 | 0 | 0 | 0 | 0 | 0 | 0 | 0 | 0 | 0 | 0 | 0 | 0 | 0 | 0 | 0 | 0 | 0 | 0 | 0 | 0 | 0 | 0 | 0 | 0 | 0 | 0 | 0 | 0 | 0 | 0 | 0 | 0 | 0 | 0 | 0 | 0 | 0 | 0 | 0 | 0 | 0 | 0 | 0 | 0 | 0 | 0 | 0 | 0 | 0 | 0 | 0 | 0 | 0 | 0 | 0 | 0 | 0

## California cost adjustment
About: | 2014 WECC Capital Cost Model, Resources tab, rows 93-109
We have taken average of all generation technologies except energy storage (which is set to 1 for all regions) to obtain an effective multiplier for CA refineries
Since fixed O&M multiplier is similar (1.13), we use average of these two as our overall multiplier.
Cost Multipliers | [5 empty] | Biomass | Biogas - Landfill | Biogas - Other | CHP (<5 MW) | CHP (>5 MW) | Coal - PC | Coal - IGCC with CCS | Gas CT - Aero | Gas CT - Frame | Gas CCGT - Conventional, Wet Cooled | Gas CCGT - Conventional, Dry Cooled | Gas CCGT - Advanced, Wet Cooled | Gas CCGT - Advanced, Dry Cooled | Gas Reciprocating Engine | Geothermal | Geothermal - EGS | Hydro - Small | Hydro - Large | Nuclear | Solar Thermal - No Storage | Solar Thermal - Six Hour Storage | Solar PV - Residential Rooftop | Solar PV - Commercial Rooftop | Solar PV - Fixed Tilt (1-20 MW) | Solar PV - Tracking (1-20 MW) | Solar PV - Fixed Tilt (>20 MW) | Solar PV - Tracking (>20 MW) | Storage - Battery | Storage - Pumped Storage | Wind - Onshore | Wind - Offshore | Fixed O&M
Regional Multipliers |  | US Average | % |  |  | 1 | 1 | 1 | 1 | 1 | 1 | 1 | 1 | 1 | 1 | 1 | 1 | 1 | 1 | 1 | 1 | 1 | 1 | 1 | 1 | 1 | 1 | 1 | 1 | 1 | 1 | 1 | 1 | 1 | 1 | 1 | 1
|  | Alberta | % |  |  | 1 | 1 | 1 | 1 | 1 | 1 | 1 | 1 | 1 | 1 | 1 | 1 | 1 | 1 | 1 | 1 | 1 | 1 | 1 | 1 | 1 | 1 | 1 | 1 | 1 | 1 | 1 | 1 | 1 | 1 | 1 | 1
|  | Arizona | % |  |  | 0.96216 | 0.97658 | 0.97658 | 0.98288 | 0.98288 | 0.97477 | 0.97838 | 0.95856 | 0.95856 | 0.98288 | 0.98288 | 0.98288 | 0.98288 | 0.97658 | 0.97658 | 0.97658 | 0.95315 | 0.96036 | 0.95676 | 0.97117 | 0.97117 | 0.98378 | 0.98378 | 0.98378 | 0.98378 | 0.98378 | 0.98378 | 1 | 0.96036 | 0.98559 | 0.98559 | 0.97117
|  | British Columbia | % |  |  | 1 | 1 | 1 | 1 | 1 | 1 | 1 | 1 | 1 | 1 | 1 | 1 | 1 | 1 | 1 | 1 | 1 | 1 | 1 | 1 | 1 | 1 | 1 | 1 | 1 | 1 | 1 | 1 | 1 | 1 | 1 | 1 | min (no battery) | max (no battery) | average (no battery) | average (w/ battery)
|  | California | % |  |  | 1.1703 | 1.1054 | 1.1054 | 1.077 | 1.077 | 1.1135 | 1.0973 | 1.1865 | 1.1865 | 1.077 | 1.077 | 1.077 | 1.077 | 1.1054 | 1.1054 | 1.1054 | 1.2108 | 1.1784 | 1.1946 | 1.1297 | 1.1297 | 1.073 | 1.073 | 1.073 | 1.073 | 1.073 | 1.073 | 1 | 1.1784 | 1.0649 | 1.0649 | 1.1297 | 106.5% | 121.1% | 1.1111 | 1.1075
|  | CFE | % |  |  | 0.90541 | 0.94144 | 0.94144 | 0.95721 | 0.95721 | 0.93694 | 0.94595 | 0.8964 | 0.8964 | 0.95721 | 0.95721 | 0.95721 | 0.95721 | 0.94144 | 0.94144 | 0.94144 | 0.88288 | 0.9009 | 0.89189 | 0.92793 | 0.92793 | 0.95946 | 0.95946 | 0.95946 | 0.95946 | 0.95946 | 0.95946 | 1 | 0.9009 | 0.96396 | 0.96396 | 0.92793
|  | Colorado | % |  |  | 0.99054 | 0.99414 | 0.99414 | 0.99572 | 0.99572 | 0.99369 | 0.99459 | 0.98964 | 0.98964 | 0.99572 | 0.99572 | 0.99572 | 0.99572 | 0.99414 | 0.99414 | 0.99414 | 0.98829 | 0.99009 | 0.98919 | 0.99279 | 0.99279 | 0.99595 | 0.99595 | 0.99595 | 0.99595 | 0.99595 | 0.99595 | 1 | 0.99009 | 0.9964 | 0.9964 | 0.99279
|  | Idaho | % |  |  | 0.9527 | 0.97072 | 0.97072 | 0.9786 | 0.9786 | 0.96847 | 0.97297 | 0.9482 | 0.9482 | 0.9786 | 0.9786 | 0.9786 | 0.9786 | 0.97072 | 0.97072 | 0.97072 | 0.94144 | 0.95045 | 0.94595 | 0.96396 | 0.96396 | 0.97973 | 0.97973 | 0.97973 | 0.97973 | 0.97973 | 0.97973 | 1 | 0.95045 | 0.98198 | 0.98198 | 0.96396
|  | Montana | % |  |  | 0.97162 | 0.98243 | 0.98243 | 0.98716 | 0.98716 | 0.98108 | 0.98378 | 0.96892 | 0.96892 | 0.98716 | 0.98716 | 0.98716 | 0.98716 | 0.98243 | 0.98243 | 0.98243 | 0.96486 | 0.97027 | 0.96757 | 0.97838 | 0.97838 | 0.98784 | 0.98784 | 0.98784 | 0.98784 | 0.98784 | 0.98784 | 1 | 0.97027 | 0.98919 | 0.98919 | 0.97838
|  | New Mexico | % |  |  | 0.9527 | 0.97072 | 0.97072 | 0.9786 | 0.9786 | 0.96847 | 0.97297 | 0.9482 | 0.9482 | 0.9786 | 0.9786 | 0.9786 | 0.9786 | 0.97072 | 0.97072 | 0.97072 | 0.94144 | 0.95045 | 0.94595 | 0.96396 | 0.96396 | 0.97973 | 0.97973 | 0.97973 | 0.97973 | 0.97973 | 0.97973 | 1 | 0.95045 | 0.98198 | 0.98198 | 0.96396
|  | Nevada | % |  |  | 1.0757 | 1.0468 | 1.0468 | 1.0342 | 1.0342 | 1.0505 | 1.0432 | 1.0829 | 1.0829 | 1.0342 | 1.0342 | 1.0342 | 1.0342 | 1.0468 | 1.0468 | 1.0468 | 1.0937 | 1.0793 | 1.0865 | 1.0577 | 1.0577 | 1.0324 | 1.0324 | 1.0324 | 1.0324 | 1.0324 | 1.0324 | 1 | 1.0793 | 1.0288 | 1.0288 | 1.0577
|  | Oregon | % |  |  | 1.0662 | 1.041 | 1.041 | 1.03 | 1.03 | 1.0441 | 1.0378 | 1.0725 | 1.0725 | 1.03 | 1.03 | 1.03 | 1.03 | 1.041 | 1.041 | 1.041 | 1.082 | 1.0694 | 1.0757 | 1.0505 | 1.0505 | 1.0284 | 1.0284 | 1.0284 | 1.0284 | 1.0284 | 1.0284 | 1 | 1.0694 | 1.0252 | 1.0252 | 1.0505
|  | Texas | % |  |  | 0.87703 | 0.92387 | 0.92387 | 0.94437 | 0.94437 | 0.91802 | 0.92973 | 0.86532 | 0.86532 | 0.94437 | 0.94437 | 0.94437 | 0.94437 | 0.92387 | 0.92387 | 0.92387 | 0.84775 | 0.87117 | 0.85946 | 0.90631 | 0.90631 | 0.9473 | 0.9473 | 0.9473 | 0.9473 | 0.9473 | 0.9473 | 1 | 0.87117 | 0.95315 | 0.95315 | 0.90631
|  | Utah | % |  |  | 0.9527 | 0.97072 | 0.97072 | 0.9786 | 0.9786 | 0.96847 | 0.97297 | 0.9482 | 0.9482 | 0.9786 | 0.9786 | 0.9786 | 0.9786 | 0.97072 | 0.97072 | 0.97072 | 0.94144 | 0.95045 | 0.94595 | 0.96396 | 0.96396 | 0.97973 | 0.97973 | 0.97973 | 0.97973 | 0.97973 | 0.97973 | 1 | 0.95045 | 0.98198 | 0.98198 | 0.96396
|  | Washington | % |  |  | 1.0662 | 1.041 | 1.041 | 1.03 | 1.03 | 1.0441 | 1.0378 | 1.0725 | 1.0725 | 1.03 | 1.03 | 1.03 | 1.03 | 1.041 | 1.041 | 1.041 | 1.082 | 1.0694 | 1.0757 | 1.0505 | 1.0505 | 1.0284 | 1.0284 | 1.0284 | 1.0284 | 1.0284 | 1.0284 | 1 | 1.0694 | 1.0252 | 1.0252 | 1.0505
|  | Wyoming | % |  |  | 0.90541 | 0.94144 | 0.94144 | 0.95721 | 0.95721 | 0.93694 | 0.94595 | 0.8964 | 0.8964 | 0.95721 | 0.95721 | 0.95721 | 0.95721 | 0.94144 | 0.94144 | 0.94144 | 0.88288 | 0.9009 | 0.89189 | 0.92793 | 0.92793 | 0.95946 | 0.95946 | 0.95946 | 0.95946 | 0.95946 | 0.95946 | 1 | 0.9009 | 0.96396 | 0.96396 | 0.92793
Calculations
| Without battery storage: |  |  | With battery storage:
| Min | Max | Average | Average | Fixed O&M |  | Overall average
California | 106.5% | 121.1% | 1.111 | 1.107 | 1.1297 |  | 1.1204

## EIA Costs
Model Subscript | Model Power Plant Quality | EIA Technology Name | Tot 2014 Capital Cost (2013 $/kW) | Variable O&M (2013 $/MWh) | Fixed O&M (2013 $/kW/yr)
hard coal | preexisting retiring | Scrubbed Coal | 2917 | 4.47 | 31.16
|  | Integrated Coal Gassification Combined Cycle (IGCC) | 3727 | 7.22 | 51.37
hard coal | newly built | IGCC with Carbon Sequestration | 6492 | 8.44 | 72.8
natural gas nonpeaker | preexisting retiring | Conventional Gas/Oil Combined Cycle | 912 | 3.6 | 13.16
natural gas nonpeaker | newly built | Advanced Gas/Oil Combined Cycle | 1017 | 3.27 | 15.36
|  | Advanced Combined Cycle with Carbon Sequestration | 2072 | 6.78 | 31.77
natural gas peaker | preexisting retiring | Conventional Combustion Turbine | 968 | 15.44 | 7.34
natural gas peaker | newly built | Advanced Combustion Turbine | 671 | 10.37 | 7.04
|  | Fuel Cells | 6978 | 42.97 | 0
nuclear | both | Advanced Nuclear | 5366 | 2.14 | 93.23
|  | Distributed Generation - Base | 1477 | 7.75 | 17.44
|  | Distributed Generation - Peak | 1744 | 7.75 | 17.44
biomass | both | Biomass | 3659 | 5.26 | 105.58
geothermal | both | Geothermal | 2448 | 0 | 112.85
|  | Municipal Solid Waste | 8271 | 8.74 | 392.6
hydro | both | Conventional Hydropower | 2651 | 5.76 | 15.15
onshore wind | both | Onshore Wind | 1980 | 0 | 39.53
offshore wind | both | Offshore Wind | 6154 | 0 | 73.96
solar thermal | both | Solar Thermal | 4052 | 0 | 67.23
solar PV | both | Solar Photovoltaic | 3279 | 0 | 24.68
We do not use the values in red because they exceed real-world observed costs. We use other sources for
wind and solar PV capital costs.

## Coal Cost Multipliers
|  | Supercritical | Supercritical | Supercritical | subCritical | subCritical | subCritical
Base set-up for meeting Target BACT | UNITS | 685MW - Supercritical PC, Bituminous | 685MW - Supercritical PC, Lignite | 685MW - Supercritical PC, PRB | 726 MW - IGCC, Bituminous | 711MW - IGCC, Lignite | 727MW - IGCC, PRB
limits for NOX & SO2
Capital costs | 1000
Direct & Indirect Costs $1000 | 1000 | 2217840 | 2461143 | 2090180 | 2800491 | 3433006 | 2848907
$/kW Capital Cost based on net | $/net-kw | 3641 | 4076 | 3393 | 4589 | 5763 | 4652
Capital Costs
Costs in year 2008 dollars | 1000 | 2217840 | 2461143 | 2090180 | 2800491 | 3433006 | 2848907
Fixed O&M Costs
Fixed O&M Costs | 1000 | 16571 | 16571 | 16571 | 29871 | 34299 | 30210
Variable O&M Costs ($/yr)
Limestone Reagent | 1000 | 2455 | 1276 | 0 | 0 | 0 | 0
Lime Reagent, dryFGD, MDEA,Catalysts | 1000 | 0 | 0 | 1174 | 1593 | 1415 | 1340
Activated Carbon | 1000 | 0 | 1751 | 1593 | 296 | 1068 | 296
Water | 1000 | 440 | 440 | 440 | 451 | 407 | 440
Bottom Ash Sale/Disposal | 1000 | 721 | 2740 | 473 | 0 | 0 | 0
Fly ash sale/Disposal | 1000 | 2877 | 10954 | 1884 | 0 | 0 | 0
Gypsum sale/Disposal | 1000 | 5051 | 2635 | 617 | 0 | 0 | 0
AC Waste Disposal | 1000 | 0 | 16 | 14 | 24 | 85 | 24
Ammonia | 1000 | 577 | 609 | 587 | 186 | 186 | 186
SCR-Catalyst Replacement | 1000 | 1153 | 1153 | 1153 | 399 | 399 | 399
Bags for Baghouse | 1000 | 367 | 415 | 378 | 33 | 61 | 42
SO2 Allowances | 1000 | 1080 | 913 | 880 | 191 | 189 | 184
NOx Allowances | 1000 | 3241 | 3422 | 3301 | 431 | 425 | 414
Other | 1000 | 2401 | 2380 | 2428 | 2272 | 2218 | 2280
Sulfur Sale | 1000 | N/A | N/A | N/A | 555 | 272 | 65
Total | 1000 | 20364 | 28705 | 14924 | 6430 | 6725 | 5668
Variable O&M Costs | $/MWh | 3.73 | 5.76 | 3.07 | 1.42 | 1.52 | 1.24
Total Non-Fuel O&M Cost | 1000 | 36935 | 45276 | 31495 | 36301 | 41023 | 35878
Total Non-Fuel O&M Cost | $/MWh | 7.69 | 9.51 | 6.48 | 7.99 | 9.25 | 7.87
multiplier
Capital Costs | 1.1589
Variable O&M Costs | 1.6941
Fixed O&M Costs | 1

## Offshore Wind
Factor to scale up offshore wind from onshore wind fixed O&M value
result
US EPS offshore wind model | 73960
onshore wind | 39530
ratio | 1.871
Overnight Capital Cost
Model Electricity Source | NREL Electricity Source | 2014 | 2015 | 2016 | 2017 | 2018 | 2019 | 2020 | 2021 | 2022 | 2023 | 2024 | 2025 | 2026 | 2027 | 2028 | 2029 | 2030 | 2031 | 2032 | 2033 | 2034 | 2035 | 2036 | 2037 | 2038 | 2039 | 2040 | 2041 | 2042 | 2043 | 2044 | 2045 | 2046 | 2047 | 2048 | 2049 | 2050
coal | Coal-CCS-AvgCF-Low | 6542.8564 | 6542.8564 | 6542.8564 | 6542.8564 | 6457.9994 | 6359.4154 | 6253.4947 | 6216.5691 | 6184.8919 | 6153.2158 | 6114.6554 | 6081.4204 | 6041.6429 | 5992.8369 | 5959.8014 | 5919.9653 | 5875.8825 | 5836.3587 | 5802.7311 | 5761.2899 | 5724.7068 | 5689.7677 | 5656.0388 | 5616.511 | 5583.6748 | 5547.034 | 5512.4362 | 5476.0916 | 5439.747 | 5403.4024 | 5367.0577 | 5330.7131 | 5294.3685 | 5258.0239 | 5221.6792 | 5185.3346 | 5148.99
coal | Coal-CCS-AvgCF-Mid | 6542.8564 | 6542.8564 | 6542.8564 | 6542.8564 | 6457.9994 | 6359.4154 | 6253.4947 | 6216.5691 | 6184.8919 | 6153.2158 | 6114.6554 | 6081.4204 | 6041.6429 | 5992.8369 | 5959.8014 | 5919.9653 | 5875.8825 | 5836.3587 | 5802.7311 | 5761.2899 | 5724.7068 | 5689.7677 | 5656.0388 | 5616.511 | 5583.6748 | 5547.034 | 5512.4362 | 5476.0916 | 5439.747 | 5403.4024 | 5367.0577 | 5330.7131 | 5294.3685 | 5258.0239 | 5221.6792 | 5185.3346 | 5148.99
coal | Coal-CCS-AvgCF-High | 6542.8564 | 6542.8564 | 6542.8564 | 6542.8564 | 6457.9994 | 6359.4154 | 6253.4947 | 6216.5691 | 6184.8919 | 6153.2158 | 6114.6554 | 6081.4204 | 6041.6429 | 5992.8369 | 5959.8014 | 5919.9653 | 5875.8825 | 5836.3587 | 5802.7311 | 5761.2899 | 5724.7068 | 5689.7677 | 5656.0388 | 5616.511 | 5583.6748 | 5547.034 | 5512.4362 | 5476.0916 | 5439.747 | 5403.4024 | 5367.0577 | 5330.7131 | 5294.3685 | 5258.0239 | 5221.6792 | 5185.3346 | 5148.99
coal | Coal-CCS-HighCF-Low | 6542.8564 | 6542.8564 | 6542.8564 | 6542.8564 | 6457.9994 | 6359.4154 | 6253.4947 | 6216.5691 | 6184.8919 | 6153.2158 | 6114.6554 | 6081.4204 | 6041.6429 | 5992.8369 | 5959.8014 | 5919.9653 | 5875.8825 | 5836.3587 | 5802.7311 | 5761.2899 | 5724.7068 | 5689.7677 | 5656.0388 | 5616.511 | 5583.6748 | 5547.034 | 5512.4362 | 5476.0916 | 5439.747 | 5403.4024 | 5367.0577 | 5330.7131 | 5294.3685 | 5258.0239 | 5221.6792 | 5185.3346 | 5148.99
coal | Coal-CCS-HighCF-Mid | 6542.8564 | 6542.8564 | 6542.8564 | 6542.8564 | 6457.9994 | 6359.4154 | 6253.4947 | 6216.5691 | 6184.8919 | 6153.2158 | 6114.6554 | 6081.4204 | 6041.6429 | 5992.8369 | 5959.8014 | 5919.9653 | 5875.8825 | 5836.3587 | 5802.7311 | 5761.2899 | 5724.7068 | 5689.7677 | 5656.0388 | 5616.511 | 5583.6748 | 5547.034 | 5512.4362 | 5476.0916 | 5439.747 | 5403.4024 | 5367.0577 | 5330.7131 | 5294.3685 | 5258.0239 | 5221.6792 | 5185.3346 | 5148.99
coal | Coal-CCS-HighCF-High | 6542.8564 | 6542.8564 | 6542.8564 | 6542.8564 | 6457.9994 | 6359.4154 | 6253.4947 | 6216.5691 | 6184.8919 | 6153.2158 | 6114.6554 | 6081.4204 | 6041.6429 | 5992.8369 | 5959.8014 | 5919.9653 | 5875.8825 | 5836.3587 | 5802.7311 | 5761.2899 | 5724.7068 | 5689.7677 | 5656.0388 | 5616.511 | 5583.6748 | 5547.034 | 5512.4362 | 5476.0916 | 5439.747 | 5403.4024 | 5367.0577 | 5330.7131 | 5294.3685 | 5258.0239 | 5221.6792 | 5185.3346 | 5148.99
natural gas nonpeaker | Gas-CC-HighCF - Low | 1016.669 | 1016.669 | 1016.669 | 1004.309 | 1001.5171 | 997.9475 | 991.8651 | 988.9457 | 985.9727 | 983.0529 | 980.1345 | 977.0863 | 968.3795 | 961.6701 | 955.4492 | 951.0248 | 946.3222 | 942.0568 | 938.6629 | 935.6463 | 932.5859 | 929.1523 | 925.6954 | 922.7132 | 919.0732 | 916.0865 | 912.6652 | 909.2995 | 905.9338 | 902.5681 | 899.2024 | 895.8367 | 892.471 | 889.1053 | 885.7396 | 882.3739 | 879.0082
natural gas nonpeaker | Gas-CC-HighCF - Mid | 1016.669 | 1016.669 | 1016.669 | 1004.309 | 1001.5171 | 997.9475 | 991.8651 | 988.9457 | 985.9727 | 983.0529 | 980.1345 | 977.0863 | 968.3795 | 961.6701 | 955.4492 | 951.0248 | 946.3222 | 942.0568 | 938.6629 | 935.6463 | 932.5859 | 929.1523 | 925.6954 | 922.7132 | 919.0732 | 916.0865 | 912.6652 | 909.2995 | 905.9338 | 902.5681 | 899.2024 | 895.8367 | 892.471 | 889.1053 | 885.7396 | 882.3739 | 879.0082
natural gas nonpeaker | Gas-CC-HighCF - High | 1016.669 | 1016.669 | 1016.669 | 1004.309 | 1001.5171 | 997.9475 | 991.8651 | 988.9457 | 985.9727 | 983.0529 | 980.1345 | 977.0863 | 968.3795 | 961.6701 | 955.4492 | 951.0248 | 946.3222 | 942.0568 | 938.6629 | 935.6463 | 932.5859 | 929.1523 | 925.6954 | 922.7132 | 919.0732 | 916.0865 | 912.6652 | 909.2995 | 905.9338 | 902.5681 | 899.2024 | 895.8367 | 892.471 | 889.1053 | 885.7396 | 882.3739 | 879.0082
hydro | NPD 1 - Low | 5937.8629 | 5937.8629 | 5848.7949 | 5759.727 | 5670.659 | 5581.5911 | 5492.5231 | 5403.4552 | 5314.3873 | 5225.3193 | 5136.2514 | 5047.1834 | 4958.1155 | 4869.0475 | 4779.9796 | 4690.9117 | 4601.8437 | 4512.7758 | 4423.7078 | 4334.6399 | 4245.5719 | 4156.504 | 4135.5235 | 4114.5431 | 4093.5627 | 4072.5822 | 4051.6018 | 4030.6213 | 4009.6409 | 3988.6604 | 3967.68 | 3946.6995 | 3925.7191 | 3904.7386 | 3883.7582 | 3862.7777 | 3841.7973
hydro | NPD 1 - Mid | 5937.8629 | 5937.8629 | 5937.8629 | 5937.8629 | 5937.8629 | 5937.8629 | 5937.8629 | 5937.8629 | 5937.8629 | 5937.8629 | 5937.8629 | 5937.8629 | 5937.8629 | 5937.8629 | 5937.8629 | 5937.8629 | 5937.8629 | 5937.8629 | 5937.8629 | 5937.8629 | 5937.8629 | 5937.8629 | 5937.8629 | 5937.8629 | 5937.8629 | 5937.8629 | 5937.8629 | 5937.8629 | 5937.8629 | 5937.8629 | 5937.8629 | 5937.8629 | 5937.8629 | 5937.8629 | 5937.8629 | 5937.8629 | 5937.8629
hydro | NPD 1 - High | 5937.8629 | 5937.8629 | 5937.8629 | 5937.8629 | 5937.8629 | 5937.8629 | 5937.8629 | 5937.8629 | 5937.8629 | 5937.8629 | 5937.8629 | 5937.8629 | 5937.8629 | 5937.8629 | 5937.8629 | 5937.8629 | 5937.8629 | 5937.8629 | 5937.8629 | 5937.8629 | 5937.8629 | 5937.8629 | 5937.8629 | 5937.8629 | 5937.8629 | 5937.8629 | 5937.8629 | 5937.8629 | 5937.8629 | 5937.8629 | 5937.8629 | 5937.8629 | 5937.8629 | 5937.8629 | 5937.8629 | 5937.8629 | 5937.8629
hydro | NPD 2 - Low | 5404.5923 | 5404.5923 | 5323.5234 | 5242.4546 | 5161.3857 | 5080.3168 | 4999.2479 | 4918.179 | 4837.1101 | 4756.0412 | 4674.9724 | 4593.9035 | 4512.8346 | 4431.7657 | 4350.6968 | 4269.6279 | 4188.5591 | 4107.4902 | 4026.4213 | 3945.3524 | 3864.2835 | 3783.2146 | 3764.1184 | 3745.0222 | 3725.9259 | 3706.8297 | 3687.7335 | 3668.6373 | 3649.541 | 3630.4448 | 3611.3486 | 3592.2524 | 3573.1561 | 3554.0599 | 3534.9637 | 3515.8675 | 3496.7712
hydro | NPD 2 - Mid | 5404.5923 | 5404.5923 | 5404.5923 | 5404.5923 | 5404.5923 | 5404.5923 | 5404.5923 | 5404.5923 | 5404.5923 | 5404.5923 | 5404.5923 | 5404.5923 | 5404.5923 | 5404.5923 | 5404.5923 | 5404.5923 | 5404.5923 | 5404.5923 | 5404.5923 | 5404.5923 | 5404.5923 | 5404.5923 | 5404.5923 | 5404.5923 | 5404.5923 | 5404.5923 | 5404.5923 | 5404.5923 | 5404.5923 | 5404.5923 | 5404.5923 | 5404.5923 | 5404.5923 | 5404.5923 | 5404.5923 | 5404.5923 | 5404.5923
hydro | NPD 2 - High | 5404.5923 | 5404.5923 | 5404.5923 | 5404.5923 | 5404.5923 | 5404.5923 | 5404.5923 | 5404.5923 | 5404.5923 | 5404.5923 | 5404.5923 | 5404.5923 | 5404.5923 | 5404.5923 | 5404.5923 | 5404.5923 | 5404.5923 | 5404.5923 | 5404.5923 | 5404.5923 | 5404.5923 | 5404.5923 | 5404.5923 | 5404.5923 | 5404.5923 | 5404.5923 | 5404.5923 | 5404.5923 | 5404.5923 | 5404.5923 | 5404.5923 | 5404.5923 | 5404.5923 | 5404.5923 | 5404.5923 | 5404.5923 | 5404.5923
hydro | NPD 3 - Low | 3976.715 | 3976.715 | 3927.0061 | 3877.2971 | 3827.5882 | 3777.8792 | 3728.1703 | 3678.4614 | 3628.7524 | 3579.0435 | 3529.3346 | 3479.6256 | 3429.9167 | 3380.2077 | 3330.4988 | 3280.7899 | 3231.0809 | 3181.372 | 3131.6631 | 3081.9541 | 3032.2452 | 2982.5362 | 2962.1224 | 2941.7086 | 2921.2948 | 2900.881 | 2880.4672 | 2860.0534 | 2839.6396 | 2819.2258 | 2798.812 | 2778.3982 | 2757.9844 | 2737.5706 | 2717.1568 | 2696.743 | 2676.3292
hydro | NPD 3 - Mid | 3976.715 | 3976.715 | 3976.715 | 3976.715 | 3976.715 | 3976.715 | 3976.715 | 3976.715 | 3976.715 | 3976.715 | 3976.715 | 3976.715 | 3976.715 | 3976.715 | 3976.715 | 3976.715 | 3976.715 | 3976.715 | 3976.715 | 3976.715 | 3976.715 | 3976.715 | 3976.715 | 3976.715 | 3976.715 | 3976.715 | 3976.715 | 3976.715 | 3976.715 | 3976.715 | 3976.715 | 3976.715 | 3976.715 | 3976.715 | 3976.715 | 3976.715 | 3976.715
hydro | NPD 3 - High | 3976.715 | 3976.715 | 3976.715 | 3976.715 | 3976.715 | 3976.715 | 3976.715 | 3976.715 | 3976.715 | 3976.715 | 3976.715 | 3976.715 | 3976.715 | 3976.715 | 3976.715 | 3976.715 | 3976.715 | 3976.715 | 3976.715 | 3976.715 | 3976.715 | 3976.715 | 3976.715 | 3976.715 | 3976.715 | 3976.715 | 3976.715 | 3976.715 | 3976.715 | 3976.715 | 3976.715 | 3976.715 | 3976.715 | 3976.715 | 3976.715 | 3976.715 | 3976.715
hydro | NPD 4 - Low | 3749.3454 | 3749.3454 | 3702.4786 | 3655.6118 | 3608.745 | 3561.8782 | 3515.0113 | 3468.1445 | 3421.2777 | 3374.4109 | 3327.5441 | 3280.6773 | 3233.8104 | 3186.9436 | 3140.0768 | 3093.21 | 3046.3432 | 2999.4763 | 2952.6095 | 2905.7427 | 2858.8759 | 2812.0091 | 2792.7624 | 2773.5158 | 2754.2692 | 2735.0225 | 2715.7759 | 2696.5292 | 2677.2826 | 2658.036 | 2638.7893 | 2619.5427 | 2600.296 | 2581.0494 | 2561.8028 | 2542.5561 | 2523.3095
hydro | NPD 4 - Mid | 3749.3454 | 3749.3454 | 3749.3454 | 3749.3454 | 3749.3454 | 3749.3454 | 3749.3454 | 3749.3454 | 3749.3454 | 3749.3454 | 3749.3454 | 3749.3454 | 3749.3454 | 3749.3454 | 3749.3454 | 3749.3454 | 3749.3454 | 3749.3454 | 3749.3454 | 3749.3454 | 3749.3454 | 3749.3454 | 3749.3454 | 3749.3454 | 3749.3454 | 3749.3454 | 3749.3454 | 3749.3454 | 3749.3454 | 3749.3454 | 3749.3454 | 3749.3454 | 3749.3454 | 3749.3454 | 3749.3454 | 3749.3454 | 3749.3454
hydro | NPD 4 - High | 3749.3454 | 3749.3454 | 3749.3454 | 3749.3454 | 3749.3454 | 3749.3454 | 3749.3454 | 3749.3454 | 3749.3454 | 3749.3454 | 3749.3454 | 3749.3454 | 3749.3454 | 3749.3454 | 3749.3454 | 3749.3454 | 3749.3454 | 3749.3454 | 3749.3454 | 3749.3454 | 3749.3454 | 3749.3454 | 3749.3454 | 3749.3454 | 3749.3454 | 3749.3454 | 3749.3454 | 3749.3454 | 3749.3454 | 3749.3454 | 3749.3454 | 3749.3454 | 3749.3454 | 3749.3454 | 3749.3454 | 3749.3454 | 3749.3454
hydro | NSD 1 - Low | 6997.7227 | 6997.7227 | 6892.7568 | 6787.791 | 6682.8251 | 6577.8593 | 6472.8935 | 6367.9276 | 6262.9618 | 6157.9959 | 6053.0301 | 5948.0643 | 5843.0984 | 5738.1326 | 5633.1667 | 5528.2009 | 5423.2351 | 5318.2692 | 5213.3034 | 5108.3375 | 5003.3717 | 4898.4059 | 4873.6806 | 4848.9553 | 4824.23 | 4799.5047 | 4774.7794 | 4750.0541 | 4725.3289 | 4700.6036 | 4675.8783 | 4651.153 | 4626.4277 | 4601.7024 | 4576.9771 | 4552.2518 | 4527.5266
hydro | NSD 1 - Mid | 6997.7227 | 6988.7607 | 6979.7988 | 6961.9438 | 6944.0888 | 6926.3251 | 6908.5615 | 6890.8887 | 6873.216 | 6855.6336 | 6838.0512 | 6820.5588 | 6803.0664 | 6785.6635 | 6768.2605 | 6750.9467 | 6733.6328 | 6716.4075 | 6699.1822 | 6682.0451 | 6664.9079 | 6647.8584 | 6630.8089 | 6613.8466 | 6596.8844 | 6580.0089 | 6563.1334 | 6546.3443 | 6529.5551 | 6512.8519 | 6496.1486 | 6479.5309 | 6462.9131 | 6446.3803 | 6429.8475 | 6413.3993 | 6396.9512
hydro | NSD 1 - High | 6997.7227 | 6997.7227 | 6997.7227 | 6997.7227 | 6997.7227 | 6997.7227 | 6997.7227 | 6997.7227 | 6997.7227 | 6997.7227 | 6997.7227 | 6997.7227 | 6997.7227 | 6997.7227 | 6997.7227 | 6997.7227 | 6997.7227 | 6997.7227 | 6997.7227 | 6997.7227 | 6997.7227 | 6997.7227 | 6997.7227 | 6997.7227 | 6997.7227 | 6997.7227 | 6997.7227 | 6997.7227 | 6997.7227 | 6997.7227 | 6997.7227 | 6997.7227 | 6997.7227 | 6997.7227 | 6997.7227 | 6997.7227 | 6997.7227
hydro | NSD 2 - Low | 6247.0409 | 6247.0409 | 6153.3352 | 6059.6296 | 5965.924 | 5872.2184 | 5778.5128 | 5684.8072 | 5591.1016 | 5497.3959 | 5403.6903 | 5309.9847 | 5216.2791 | 5122.5735 | 5028.8679 | 4935.1623 | 4841.4567 | 4747.751 | 4654.0454 | 4560.3398 | 4466.6342 | 4372.9286 | 4350.8557 | 4328.7828 | 4306.71 | 4284.6371 | 4262.5642 | 4240.4913 | 4218.4185 | 4196.3456 | 4174.2727 | 4152.1998 | 4130.1269 | 4108.0541 | 4085.9812 | 4063.9083 | 4041.8354
hydro | NSD 2 - Mid | 6247.0409 | 6239.0403 | 6231.0398 | 6215.1002 | 6199.1606 | 6183.3025 | 6167.4444 | 6151.6675 | 6135.8906 | 6120.1944 | 6104.4982 | 6088.8823 | 6073.2664 | 6057.7303 | 6042.1943 | 6026.7378 | 6011.2813 | 5995.9038 | 5980.5264 | 5965.2276 | 5949.9288 | 5934.7083 | 5919.4878 | 5904.3452 | 5889.2025 | 5874.1374 | 5859.0723 | 5844.0842 | 5829.0961 | 5814.1847 | 5799.2733 | 5784.4382 | 5769.6031 | 5754.8438 | 5740.0846 | 5725.4009 | 5710.7172
hydro | NSD 2 - High | 6247.0409 | 6247.0409 | 6247.0409 | 6247.0409 | 6247.0409 | 6247.0409 | 6247.0409 | 6247.0409 | 6247.0409 | 6247.0409 | 6247.0409 | 6247.0409 | 6247.0409 | 6247.0409 | 6247.0409 | 6247.0409 | 6247.0409 | 6247.0409 | 6247.0409 | 6247.0409 | 6247.0409 | 6247.0409 | 6247.0409 | 6247.0409 | 6247.0409 | 6247.0409 | 6247.0409 | 6247.0409 | 6247.0409 | 6247.0409 | 6247.0409 | 6247.0409 | 6247.0409 | 6247.0409 | 6247.0409 | 6247.0409 | 6247.0409
hydro | NSD 3 - Low | 6118.617 | 6118.617 | 6026.8378 | 5935.0585 | 5843.2792 | 5751.5 | 5659.7207 | 5567.9415 | 5476.1622 | 5384.383 | 5292.6037 | 5200.8245 | 5109.0452 | 5017.266 | 4925.4867 | 4833.7074 | 4741.9282 | 4650.1489 | 4558.3697 | 4466.5904 | 4374.8112 | 4283.0319 | 4261.4128 | 4239.7937 | 4218.1746 | 4196.5555 | 4174.9363 | 4153.3172 | 4131.6981 | 4110.079 | 4088.4599 | 4066.8408 | 4045.2217 | 4023.6025 | 4001.9834 | 3980.3643 | 3958.7452
hydro | NSD 3 - Mid | 6118.617 | 6110.781 | 6102.9449 | 6087.333 | 6071.7211 | 6056.189 | 6040.6569 | 6025.2043 | 6009.7518 | 5994.3782 | 5979.0047 | 5963.7098 | 5948.4149 | 5933.1983 | 5917.9816 | 5902.8429 | 5887.7041 | 5872.6428 | 5857.5815 | 5842.5972 | 5827.6129 | 5812.7053 | 5797.7977 | 5782.9663 | 5768.135 | 5753.3795 | 5738.6241 | 5723.9441 | 5709.2642 | 5694.6593 | 5680.0544 | 5665.5243 | 5650.9942 | 5636.5384 | 5622.0826 | 5607.7007 | 5593.3189
hydro | NSD 3 - High | 6118.617 | 6118.617 | 6118.617 | 6118.617 | 6118.617 | 6118.617 | 6118.617 | 6118.617 | 6118.617 | 6118.617 | 6118.617 | 6118.617 | 6118.617 | 6118.617 | 6118.617 | 6118.617 | 6118.617 | 6118.617 | 6118.617 | 6118.617 | 6118.617 | 6118.617 | 6118.617 | 6118.617 | 6118.617 | 6118.617 | 6118.617 | 6118.617 | 6118.617 | 6118.617 | 6118.617 | 6118.617 | 6118.617 | 6118.617 | 6118.617 | 6118.617 | 6118.617
hydro | NSD 4 - Low | 5508.1456 | 5508.1456 | 5425.5234 | 5342.9012 | 5260.2791 | 5177.6569 | 5095.0347 | 5012.4125 | 4929.7903 | 4847.1681 | 4764.5459 | 4681.9238 | 4599.3016 | 4516.6794 | 4434.0572 | 4351.435 | 4268.8128 | 4186.1907 | 4103.5685 | 4020.9463 | 3938.3241 | 3855.7019 | 3836.2398 | 3816.7777 | 3797.3156 | 3777.8535 | 3758.3914 | 3738.9292 | 3719.4671 | 3700.005 | 3680.5429 | 3661.0808 | 3641.6187 | 3622.1565 | 3602.6944 | 3583.2323 | 3563.7702
hydro | NSD 4 - Mid | 5508.1456 | 5501.0914 | 5494.0371 | 5479.9829 | 5465.9286 | 5451.9462 | 5437.9638 | 5424.053 | 5410.1421 | 5396.3025 | 5382.4628 | 5368.6939 | 5354.925 | 5341.2266 | 5327.5282 | 5313.8998 | 5300.2715 | 5286.7129 | 5273.1543 | 5259.665 | 5246.1758 | 5232.7555 | 5219.3353 | 5205.9837 | 5192.6321 | 5179.3489 | 5166.0656 | 5152.8503 | 5139.635 | 5126.4873 | 5113.3396 | 5100.2592 | 5087.1788 | 5074.1653 | 5061.1518 | 5048.2048 | 5035.2579
hydro | NSD 4 - High | 5508.1456 | 5508.1456 | 5508.1456 | 5508.1456 | 5508.1456 | 5508.1456 | 5508.1456 | 5508.1456 | 5508.1456 | 5508.1456 | 5508.1456 | 5508.1456 | 5508.1456 | 5508.1456 | 5508.1456 | 5508.1456 | 5508.1456 | 5508.1456 | 5508.1456 | 5508.1456 | 5508.1456 | 5508.1456 | 5508.1456 | 5508.1456 | 5508.1456 | 5508.1456 | 5508.1456 | 5508.1456 | 5508.1456 | 5508.1456 | 5508.1456 | 5508.1456 | 5508.1456 | 5508.1456 | 5508.1456 | 5508.1456 | 5508.1456
nuclear | Nuclear - Mid | 5486.0753 | 5486.0753 | 5486.0753 | 5486.0753 | 5486.0753 | 5486.0753 | 5486.0753 | 5486.0753 | 5486.0753 | 5456.9419 | 5427.8146 | 5398.682 | 5369.5541 | 5340.4236 | 5311.292 | 5282.165 | 5253.0334 | 5223.8994 | 5194.7715 | 5165.6424 | 5136.5121 | 5107.3812 | 5078.2493 | 5049.1202 | 5019.989 | 4990.861 | 4961.7269 | 4932.5963 | 4903.4656 | 4874.335 | 4845.2043 | 4816.0737 | 4786.943 | 4757.8124 | 4728.6818 | 4699.5511 | 4670.4205
solar thermal | 6 hrs TES - Class 1 - Low | 6846 | 6470.5 | 6095 | 5719.5 | 5344 | 4968.5 | 4593 | 4289.4 | 3985.8 | 3682.2 | 3378.6 | 3075 | 3017.5935 | 2964.8561 | 2916.1195 | 2870.8487 | 2828.6091 | 2789.0426 | 2751.8509 | 2716.7824 | 2683.6236 | 2652.1912 | 2622.3269 | 2593.893 | 2566.7692 | 2540.8494 | 2516.0397 | 2492.2568 | 2469.4261 | 2447.481 | 2426.3612 | 2406.0126 | 2386.3858 | 2367.4362 | 2349.123 | 2331.409 | 2314.2599
solar thermal | 6 hrs TES - Class 1 - Mid | 6846 | 6470.5 | 6095 | 5719.5 | 5344 | 4968.5 | 4593 | 4441.2 | 4289.4 | 4137.6 | 3985.8 | 3834 | 3682.2 | 3530.4 | 3378.6 | 3226.8 | 3075 | 3075 | 3075 | 3075 | 3075 | 3075 | 3075 | 3075 | 3075 | 3075 | 3075 | 3075 | 3075 | 3075 | 3075 | 3075 | 3075 | 3075 | 3075 | 3075 | 3075
solar thermal | 6 hrs TES - Class 1 - High | 6846 | 6846 | 6846 | 6846 | 6846 | 6846 | 6846 | 6846 | 6846 | 6846 | 6846 | 6846 | 6846 | 6846 | 6846 | 6846 | 6846 | 6846 | 6846 | 6846 | 6846 | 6846 | 6846 | 6846 | 6846 | 6846 | 6846 | 6846 | 6846 | 6846 | 6846 | 6846 | 6846 | 6846 | 6846 | 6846 | 6846
solar thermal | 6 hrs TES - Class 3 - Low | 6846 | 6470.5 | 6095 | 5719.5 | 5344 | 4968.5 | 4593 | 4289.4 | 3985.8 | 3682.2 | 3378.6 | 3075 | 3017.5935 | 2964.8561 | 2916.1195 | 2870.8487 | 2828.6091 | 2789.0426 | 2751.8509 | 2716.7824 | 2683.6236 | 2652.1912 | 2622.3269 | 2593.893 | 2566.7692 | 2540.8494 | 2516.0397 | 2492.2568 | 2469.4261 | 2447.481 | 2426.3612 | 2406.0126 | 2386.3858 | 2367.4362 | 2349.123 | 2331.409 | 2314.2599
solar thermal | 6 hrs TES - Class 3 - Mid | 6846 | 6470.5 | 6095 | 5719.5 | 5344 | 4968.5 | 4593 | 4441.2 | 4289.4 | 4137.6 | 3985.8 | 3834 | 3682.2 | 3530.4 | 3378.6 | 3226.8 | 3075 | 3075 | 3075 | 3075 | 3075 | 3075 | 3075 | 3075 | 3075 | 3075 | 3075 | 3075 | 3075 | 3075 | 3075 | 3075 | 3075 | 3075 | 3075 | 3075 | 3075
solar thermal | 6 hrs TES - Class 3 - High | 6846 | 6846 | 6846 | 6846 | 6846 | 6846 | 6846 | 6846 | 6846 | 6846 | 6846 | 6846 | 6846 | 6846 | 6846 | 6846 | 6846 | 6846 | 6846 | 6846 | 6846 | 6846 | 6846 | 6846 | 6846 | 6846 | 6846 | 6846 | 6846 | 6846 | 6846 | 6846 | 6846 | 6846 | 6846 | 6846 | 6846
solar thermal | 6 hrs TES - Class 5 - Low | 6846 | 6470.5 | 6095 | 5719.5 | 5344 | 4968.5 | 4593 | 4289.4 | 3985.8 | 3682.2 | 3378.6 | 3075 | 3017.5935 | 2964.8561 | 2916.1195 | 2870.8487 | 2828.6091 | 2789.0426 | 2751.8509 | 2716.7824 | 2683.6236 | 2652.1912 | 2622.3269 | 2593.893 | 2566.7692 | 2540.8494 | 2516.0397 | 2492.2568 | 2469.4261 | 2447.481 | 2426.3612 | 2406.0126 | 2386.3858 | 2367.4362 | 2349.123 | 2331.409 | 2314.2599
solar thermal | 6 hrs TES - Class 5 - Mid | 6846 | 6470.5 | 6095 | 5719.5 | 5344 | 4968.5 | 4593 | 4441.2 | 4289.4 | 4137.6 | 3985.8 | 3834 | 3682.2 | 3530.4 | 3378.6 | 3226.8 | 3075 | 3075 | 3075 | 3075 | 3075 | 3075 | 3075 | 3075 | 3075 | 3075 | 3075 | 3075 | 3075 | 3075 | 3075 | 3075 | 3075 | 3075 | 3075 | 3075 | 3075
solar thermal | 6 hrs TES - Class 5 - High | 6846 | 6846 | 6846 | 6846 | 6846 | 6846 | 6846 | 6846 | 6846 | 6846 | 6846 | 6846 | 6846 | 6846 | 6846 | 6846 | 6846 | 6846 | 6846 | 6846 | 6846 | 6846 | 6846 | 6846 | 6846 | 6846 | 6846 | 6846 | 6846 | 6846 | 6846 | 6846 | 6846 | 6846 | 6846 | 6846 | 6846
solar thermal | 10hrs TES - Class 1 - Low | 8024.8 | 7618.9667 | 7213.1333 | 6807.3 | 6401.4667 | 5995.6333 | 5589.8 | 5178.6 | 4767.4 | 4356.2 | 3945 | 3533.8 | 3471.6687 | 3414.5683 | 3361.78 | 3312.7285 | 3266.9461 | 3224.0474 | 3183.7112 | 3145.6669 | 3109.6842 | 3075.5659 | 3043.1414 | 3012.2623 | 2982.7989 | 2954.6368 | 2927.6749 | 2901.8231 | 2877.0013 | 2853.1373 | 2830.1664 | 2808.0298 | 2786.6746 | 2766.0523 | 2746.1191 | 2726.8347 | 2708.1621
solar thermal | 10hrs TES - Class 1 - Mid | 8024.8 | 7618.9667 | 7213.1333 | 6807.3 | 6401.4667 | 5995.6333 | 5589.8 | 5384.2 | 5178.6 | 4973 | 4767.4 | 4561.8 | 4356.2 | 4150.6 | 3945 | 3739.4 | 3533.8 | 3533.8 | 3533.8 | 3533.8 | 3533.8 | 3533.8 | 3533.8 | 3533.8 | 3533.8 | 3533.8 | 3533.8 | 3533.8 | 3533.8 | 3533.8 | 3533.8 | 3533.8 | 3533.8 | 3533.8 | 3533.8 | 3533.8 | 3533.8
solar thermal | 10hrs TES - Class 1 - High | 8024.8 | 8024.8 | 8024.8 | 8024.8 | 8024.8 | 8024.8 | 8024.8 | 8024.8 | 8024.8 | 8024.8 | 8024.8 | 8024.8 | 8024.8 | 8024.8 | 8024.8 | 8024.8 | 8024.8 | 8024.8 | 8024.8 | 8024.8 | 8024.8 | 8024.8 | 8024.8 | 8024.8 | 8024.8 | 8024.8 | 8024.8 | 8024.8 | 8024.8 | 8024.8 | 8024.8 | 8024.8 | 8024.8 | 8024.8 | 8024.8 | 8024.8 | 8024.8
solar thermal | 10hrs TES - Class 3 - Low | 8024.8 | 7618.9667 | 7213.1333 | 6807.3 | 6401.4667 | 5995.6333 | 5589.8 | 5178.6 | 4767.4 | 4356.2 | 3945 | 3533.8 | 3471.6687 | 3414.5683 | 3361.78 | 3312.7285 | 3266.9461 | 3224.0474 | 3183.7112 | 3145.6669 | 3109.6842 | 3075.5659 | 3043.1414 | 3012.2623 | 2982.7989 | 2954.6368 | 2927.6749 | 2901.8231 | 2877.0013 | 2853.1373 | 2830.1664 | 2808.0298 | 2786.6746 | 2766.0523 | 2746.1191 | 2726.8347 | 2708.1621
solar thermal | 10hrs TES - Class 3 - Mid | 8024.8 | 7618.9667 | 7213.1333 | 6807.3 | 6401.4667 | 5995.6333 | 5589.8 | 5384.2 | 5178.6 | 4973 | 4767.4 | 4561.8 | 4356.2 | 4150.6 | 3945 | 3739.4 | 3533.8 | 3533.8 | 3533.8 | 3533.8 | 3533.8 | 3533.8 | 3533.8 | 3533.8 | 3533.8 | 3533.8 | 3533.8 | 3533.8 | 3533.8 | 3533.8 | 3533.8 | 3533.8 | 3533.8 | 3533.8 | 3533.8 | 3533.8 | 3533.8
solar thermal | 10hrs TES - Class 3 - High | 8024.8 | 8024.8 | 8024.8 | 8024.8 | 8024.8 | 8024.8 | 8024.8 | 8024.8 | 8024.8 | 8024.8 | 8024.8 | 8024.8 | 8024.8 | 8024.8 | 8024.8 | 8024.8 | 8024.8 | 8024.8 | 8024.8 | 8024.8 | 8024.8 | 8024.8 | 8024.8 | 8024.8 | 8024.8 | 8024.8 | 8024.8 | 8024.8 | 8024.8 | 8024.8 | 8024.8 | 8024.8 | 8024.8 | 8024.8 | 8024.8 | 8024.8 | 8024.8
solar thermal | 10hrs TES - Class 5 - Low | 8024.8 | 7618.9667 | 7213.1333 | 6807.3 | 6401.4667 | 5995.6333 | 5589.8 | 5178.6 | 4767.4 | 4356.2 | 3945 | 3533.8 | 3471.6687 | 3414.5683 | 3361.78 | 3312.7285 | 3266.9461 | 3224.0474 | 3183.7112 | 3145.6669 | 3109.6842 | 3075.5659 | 3043.1414 | 3012.2623 | 2982.7989 | 2954.6368 | 2927.6749 | 2901.8231 | 2877.0013 | 2853.1373 | 2830.1664 | 2808.0298 | 2786.6746 | 2766.0523 | 2746.1191 | 2726.8347 | 2708.1621
solar thermal | 10hrs TES - Class 5 - Mid | 8024.8 | 7618.9667 | 7213.1333 | 6807.3 | 6401.4667 | 5995.6333 | 5589.8 | 5384.2 | 5178.6 | 4973 | 4767.4 | 4561.8 | 4356.2 | 4150.6 | 3945 | 3739.4 | 3533.8 | 3533.8 | 3533.8 | 3533.8 | 3533.8 | 3533.8 | 3533.8 | 3533.8 | 3533.8 | 3533.8 | 3533.8 | 3533.8 | 3533.8 | 3533.8 | 3533.8 | 3533.8 | 3533.8 | 3533.8 | 3533.8 | 3533.8 | 3533.8
solar thermal | 10hrs TES - Class 5 - High | 8024.8 | 8024.8 | 8024.8 | 8024.8 | 8024.8 | 8024.8 | 8024.8 | 8024.8 | 8024.8 | 8024.8 | 8024.8 | 8024.8 | 8024.8 | 8024.8 | 8024.8 | 8024.8 | 8024.8 | 8024.8 | 8024.8 | 8024.8 | 8024.8 | 8024.8 | 8024.8 | 8024.8 | 8024.8 | 8024.8 | 8024.8 | 8024.8 | 8024.8 | 8024.8 | 8024.8 | 8024.8 | 8024.8 | 8024.8 | 8024.8 | 8024.8 | 8024.8
biomass | Dedicated - Low | 3717.544 | 3710.949 | 3704.3541 | 3652.804 | 3636.1528 | 3639.8392 | 3625.9569 | 3612.0726 | 3598.1888 | 3584.3028 | 3570.4209 | 3556.5353 | 3542.6533 | 3528.7691 | 3514.8841 | 3501.0027 | 3487.118 | 3473.2314 | 3459.349 | 3445.4665 | 3431.5823 | 3417.6978 | 3403.8126 | 3389.9297 | 3376.0452 | 3362.1627 | 3348.2763 | 3334.3921 | 3320.5079 | 3306.6238 | 3292.7396 | 3278.8554 | 3264.9713 | 3251.0871 | 3237.2029 | 3223.3188 | 3209.4346
biomass | Dedicated - Mid | 3717.544 | 3710.949 | 3704.3541 | 3652.804 | 3636.1528 | 3639.8392 | 3625.9569 | 3612.0726 | 3598.1888 | 3584.3028 | 3570.4209 | 3556.5353 | 3542.6533 | 3528.7691 | 3514.8841 | 3501.0027 | 3487.118 | 3473.2314 | 3459.349 | 3445.4665 | 3431.5823 | 3417.6978 | 3403.8126 | 3389.9297 | 3376.0452 | 3362.1627 | 3348.2763 | 3334.3921 | 3320.5079 | 3306.6238 | 3292.7396 | 3278.8554 | 3264.9713 | 3251.0871 | 3237.2029 | 3223.3188 | 3209.4346
biomass | Dedicated - High | 3717.544 | 3710.949 | 3704.3541 | 3652.804 | 3636.1528 | 3639.8392 | 3625.9569 | 3612.0726 | 3598.1888 | 3584.3028 | 3570.4209 | 3556.5353 | 3542.6533 | 3528.7691 | 3514.8841 | 3501.0027 | 3487.118 | 3473.2314 | 3459.349 | 3445.4665 | 3431.5823 | 3417.6978 | 3403.8126 | 3389.9297 | 3376.0452 | 3362.1627 | 3348.2763 | 3334.3921 | 3320.5079 | 3306.6238 | 3292.7396 | 3278.8554 | 3264.9713 | 3251.0871 | 3237.2029 | 3223.3188 | 3209.4346
biomass | CofireOld - Low | 3829.4707 | 3829.4707 | 3829.4707 | 3786.4985 | 3776.7918 | 3786.5606 | 3777.7674 | 3768.9716 | 3760.1761 | 3751.3785 | 3742.5855 | 3733.7882 | 3724.9951 | 3716.199 | 3707.403 | 3698.61 | 3689.814 | 3681.0161 | 3672.2224 | 3663.4282 | 3654.6325 | 3645.8368 | 3637.0402 | 3628.2459 | 3619.45 | 3610.656 | 3601.8584 | 3593.0628 | 3584.2673 | 3575.4717 | 3566.6761 | 3557.8806 | 3549.085 | 3540.2895 | 3531.4939 | 3522.6983 | 3513.9028
biomass | CofireOld - Mid | 3829.4707 | 3829.4707 | 3829.4707 | 3786.4985 | 3776.7918 | 3786.5606 | 3777.7674 | 3768.9716 | 3760.1761 | 3751.3785 | 3742.5855 | 3733.7882 | 3724.9951 | 3716.199 | 3707.403 | 3698.61 | 3689.814 | 3681.0161 | 3672.2224 | 3663.4282 | 3654.6325 | 3645.8368 | 3637.0402 | 3628.2459 | 3619.45 | 3610.656 | 3601.8584 | 3593.0628 | 3584.2673 | 3575.4717 | 3566.6761 | 3557.8806 | 3549.085 | 3540.2895 | 3531.4939 | 3522.6983 | 3513.9028
biomass | CofireOld - High | 3829.4707 | 3829.4707 | 3829.4707 | 3786.4985 | 3776.7918 | 3786.5606 | 3777.7674 | 3768.9716 | 3760.1761 | 3751.3785 | 3742.5855 | 3733.7882 | 3724.9951 | 3716.199 | 3707.403 | 3698.61 | 3689.814 | 3681.0161 | 3672.2224 | 3663.4282 | 3654.6325 | 3645.8368 | 3637.0402 | 3628.2459 | 3619.45 | 3610.656 | 3601.8584 | 3593.0628 | 3584.2673 | 3575.4717 | 3566.6761 | 3557.8806 | 3549.085 | 3540.2895 | 3531.4939 | 3522.6983 | 3513.9028
biomass | CofireNew - Low | 3829.4707 | 3829.4707 | 3829.4707 | 3786.4985 | 3776.7918 | 3786.5606 | 3777.7674 | 3768.9716 | 3760.1761 | 3751.3785 | 3742.5855 | 3733.7882 | 3724.9951 | 3716.199 | 3707.403 | 3698.61 | 3689.814 | 3681.0161 | 3672.2224 | 3663.4282 | 3654.6325 | 3645.8368 | 3637.0402 | 3628.2459 | 3619.45 | 3610.656 | 3601.8584 | 3593.0628 | 3584.2673 | 3575.4717 | 3566.6761 | 3557.8806 | 3549.085 | 3540.2895 | 3531.4939 | 3522.6983 | 3513.9028
biomass | CofireNew - Mid | 3829.4707 | 3829.4707 | 3829.4707 | 3786.4985 | 3776.7918 | 3786.5606 | 3777.7674 | 3768.9716 | 3760.1761 | 3751.3785 | 3742.5855 | 3733.7882 | 3724.9951 | 3716.199 | 3707.403 | 3698.61 | 3689.814 | 3681.0161 | 3672.2224 | 3663.4282 | 3654.6325 | 3645.8368 | 3637.0402 | 3628.2459 | 3619.45 | 3610.656 | 3601.8584 | 3593.0628 | 3584.2673 | 3575.4717 | 3566.6761 | 3557.8806 | 3549.085 | 3540.2895 | 3531.4939 | 3522.6983 | 3513.9028
biomass | CofireNew - High | 3829.4707 | 3829.4707 | 3829.4707 | 3786.4985 | 3776.7918 | 3786.5606 | 3777.7674 | 3768.9716 | 3760.1761 | 3751.3785 | 3742.5855 | 3733.7882 | 3724.9951 | 3716.199 | 3707.403 | 3698.61 | 3689.814 | 3681.0161 | 3672.2224 | 3663.4282 | 3654.6325 | 3645.8368 | 3637.0402 | 3628.2459 | 3619.45 | 3610.656 | 3601.8584 | 3593.0628 | 3584.2673 | 3575.4717 | 3566.6761 | 3557.8806 | 3549.085 | 3540.2895 | 3531.4939 | 3522.6983 | 3513.9028
geothermal | Hydro / Flash - Low | 4567 | 4567 | 4544.165 | 4521.33 | 4498.495 | 4475.66 | 4452.825 | 4429.99 | 4407.155 | 4384.32 | 4361.485 | 4338.65 | 4315.815 | 4292.98 | 4270.145 | 4247.31 | 4224.475 | 4201.64 | 4178.805 | 4155.97 | 4133.135 | 4110.3 | 4087.465 | 4064.63 | 4041.795 | 4018.96 | 3996.125 | 3973.29 | 3950.455 | 3927.62 | 3904.785 | 3881.95 | 3859.115 | 3836.28 | 3813.445 | 3790.61 | 3767.775
geothermal | Hydro / Flash - Mid | 4567 | 4567 | 4567 | 4567 | 4567 | 4567 | 4567 | 4567 | 4567 | 4567 | 4567 | 4567 | 4567 | 4567 | 4567 | 4567 | 4567 | 4567 | 4567 | 4567 | 4567 | 4567 | 4567 | 4567 | 4567 | 4567 | 4567 | 4567 | 4567 | 4567 | 4567 | 4567 | 4567 | 4567 | 4567 | 4567 | 4567
geothermal | Hydro / Flash - High | 4567 | 4567 | 4567 | 4567 | 4567 | 4567 | 4567 | 4567 | 4567 | 4567 | 4567 | 4567 | 4567 | 4567 | 4567 | 4567 | 4567 | 4567 | 4567 | 4567 | 4567 | 4567 | 4567 | 4567 | 4567 | 4567 | 4567 | 4567 | 4567 | 4567 | 4567 | 4567 | 4567 | 4567 | 4567 | 4567 | 4567
geothermal | Hydro / Binary - Low | 5465 | 5465 | 5437.675 | 5410.35 | 5383.025 | 5355.7 | 5328.375 | 5301.05 | 5273.725 | 5246.4 | 5219.075 | 5191.75 | 5164.425 | 5137.1 | 5109.775 | 5082.45 | 5055.125 | 5027.8 | 5000.475 | 4973.15 | 4945.825 | 4918.5 | 4891.175 | 4863.85 | 4836.525 | 4809.2 | 4781.875 | 4754.55 | 4727.225 | 4699.9 | 4672.575 | 4645.25 | 4617.925 | 4590.6 | 4563.275 | 4535.95 | 4508.625
geothermal | Hydro / Binary - Mid | 5465 | 5465 | 5465 | 5465 | 5465 | 5465 | 5465 | 5465 | 5465 | 5465 | 5465 | 5465 | 5465 | 5465 | 5465 | 5465 | 5465 | 5465 | 5465 | 5465 | 5465 | 5465 | 5465 | 5465 | 5465 | 5465 | 5465 | 5465 | 5465 | 5465 | 5465 | 5465 | 5465 | 5465 | 5465 | 5465 | 5465
geothermal | Hydro / Binary - High | 5465 | 5465 | 5465 | 5465 | 5465 | 5465 | 5465 | 5465 | 5465 | 5465 | 5465 | 5465 | 5465 | 5465 | 5465 | 5465 | 5465 | 5465 | 5465 | 5465 | 5465 | 5465 | 5465 | 5465 | 5465 | 5465 | 5465 | 5465 | 5465 | 5465 | 5465 | 5465 | 5465 | 5465 | 5465 | 5465 | 5465
geothermal | NF EGS / Flash - Low | 8100 | 8100 | 8059.5 | 8019 | 7978.5 | 7938 | 7897.5 | 7857 | 7816.5 | 7776 | 7735.5 | 7695 | 7654.5 | 7614 | 7573.5 | 7533 | 7492.5 | 7452 | 7411.5 | 7371 | 7330.5 | 7290 | 7249.5 | 7209 | 7168.5 | 7128 | 7087.5 | 7047 | 7006.5 | 6966 | 6925.5 | 6885 | 6844.5 | 6804 | 6763.5 | 6723 | 6682.5
geothermal | NF EGS / Flash - Mid | 8100 | 8100 | 8100 | 8100 | 8100 | 8100 | 8100 | 8100 | 8100 | 8100 | 8100 | 8100 | 8100 | 8100 | 8100 | 8100 | 8100 | 8100 | 8100 | 8100 | 8100 | 8100 | 8100 | 8100 | 8100 | 8100 | 8100 | 8100 | 8100 | 8100 | 8100 | 8100 | 8100 | 8100 | 8100 | 8100 | 8100
geothermal | NF EGS / Flash - High | 8100 | 8100 | 8100 | 8100 | 8100 | 8100 | 8100 | 8100 | 8100 | 8100 | 8100 | 8100 | 8100 | 8100 | 8100 | 8100 | 8100 | 8100 | 8100 | 8100 | 8100 | 8100 | 8100 | 8100 | 8100 | 8100 | 8100 | 8100 | 8100 | 8100 | 8100 | 8100 | 8100 | 8100 | 8100 | 8100 | 8100
geothermal | NF EGS / Binary - Low | 12179 | 12179 | 12118.105 | 12057.21 | 11996.315 | 11935.42 | 11874.525 | 11813.63 | 11752.735 | 11691.84 | 11630.945 | 11570.05 | 11509.155 | 11448.26 | 11387.365 | 11326.47 | 11265.575 | 11204.68 | 11143.785 | 11082.89 | 11021.995 | 10961.1 | 10900.205 | 10839.31 | 10778.415 | 10717.52 | 10656.625 | 10595.73 | 10534.835 | 10473.94 | 10413.045 | 10352.15 | 10291.255 | 10230.36 | 10169.465 | 10108.57 | 10047.675
geothermal | NF EGS / Binary - Mid | 12179 | 12179 | 12179 | 12179 | 12179 | 12179 | 12179 | 12179 | 12179 | 12179 | 12179 | 12179 | 12179 | 12179 | 12179 | 12179 | 12179 | 12179 | 12179 | 12179 | 12179 | 12179 | 12179 | 12179 | 12179 | 12179 | 12179 | 12179 | 12179 | 12179 | 12179 | 12179 | 12179 | 12179 | 12179 | 12179 | 12179
geothermal | NF EGS / Binary - High | 12179 | 12179 | 12179 | 12179 | 12179 | 12179 | 12179 | 12179 | 12179 | 12179 | 12179 | 12179 | 12179 | 12179 | 12179 | 12179 | 12179 | 12179 | 12179 | 12179 | 12179 | 12179 | 12179 | 12179 | 12179 | 12179 | 12179 | 12179 | 12179 | 12179 | 12179 | 12179 | 12179 | 12179 | 12179 | 12179 | 12179
geothermal | Deep EGS / Flash - Low | 8100 | 8100 | 8059.5 | 8019 | 7978.5 | 7938 | 7897.5 | 7857 | 7816.5 | 7776 | 7735.5 | 7695 | 7654.5 | 7614 | 7573.5 | 7533 | 7492.5 | 7452 | 7411.5 | 7371 | 7330.5 | 7290 | 7249.5 | 7209 | 7168.5 | 7128 | 7087.5 | 7047 | 7006.5 | 6966 | 6925.5 | 6885 | 6844.5 | 6804 | 6763.5 | 6723 | 6682.5
geothermal | Deep EGS / Flash - Mid | 8100 | 8100 | 8100 | 8100 | 8100 | 8100 | 8100 | 8100 | 8100 | 8100 | 8100 | 8100 | 8100 | 8100 | 8100 | 8100 | 8100 | 8100 | 8100 | 8100 | 8100 | 8100 | 8100 | 8100 | 8100 | 8100 | 8100 | 8100 | 8100 | 8100 | 8100 | 8100 | 8100 | 8100 | 8100 | 8100 | 8100
geothermal | Deep EGS / Flash - High | 8100 | 8100 | 8100 | 8100 | 8100 | 8100 | 8100 | 8100 | 8100 | 8100 | 8100 | 8100 | 8100 | 8100 | 8100 | 8100 | 8100 | 8100 | 8100 | 8100 | 8100 | 8100 | 8100 | 8100 | 8100 | 8100 | 8100 | 8100 | 8100 | 8100 | 8100 | 8100 | 8100 | 8100 | 8100 | 8100 | 8100
geothermal | Deep EGS / Binary - Low | 12179 | 12179 | 12118.105 | 12057.21 | 11996.315 | 11935.42 | 11874.525 | 11813.63 | 11752.735 | 11691.84 | 11630.945 | 11570.05 | 11509.155 | 11448.26 | 11387.365 | 11326.47 | 11265.575 | 11204.68 | 11143.785 | 11082.89 | 11021.995 | 10961.1 | 10900.205 | 10839.31 | 10778.415 | 10717.52 | 10656.625 | 10595.73 | 10534.835 | 10473.94 | 10413.045 | 10352.15 | 10291.255 | 10230.36 | 10169.465 | 10108.57 | 10047.675
geothermal | Deep EGS / Binary - Mid | 12179 | 12179 | 12179 | 12179 | 12179 | 12179 | 12179 | 12179 | 12179 | 12179 | 12179 | 12179 | 12179 | 12179 | 12179 | 12179 | 12179 | 12179 | 12179 | 12179 | 12179 | 12179 | 12179 | 12179 | 12179 | 12179 | 12179 | 12179 | 12179 | 12179 | 12179 | 12179 | 12179 | 12179 | 12179 | 12179 | 12179
geothermal | Deep EGS / Binary - High | 12179 | 12179 | 12179 | 12179 | 12179 | 12179 | 12179 | 12179 | 12179 | 12179 | 12179 | 12179 | 12179 | 12179 | 12179 | 12179 | 12179 | 12179 | 12179 | 12179 | 12179 | 12179 | 12179 | 12179 | 12179 | 12179 | 12179 | 12179 | 12179 | 12179 | 12179 | 12179 | 12179 | 12179 | 12179 | 12179 | 12179
natural gas peaker | Gas-CT-AvgCF - Low | 869.1945 | 869.1945 | 869.1945 | 858.6274 | 856.0641 | 852.8349 | 847.0327 | 844.4692 | 841.8509 | 839.287 | 836.7242 | 834.029 | 825.5399 | 819.0959 | 813.1521 | 809.0475 | 804.6582 | 800.7166 | 797.6673 | 795.0041 | 792.2962 | 789.2061 | 786.0923 | 783.4643 | 780.1631 | 777.5305 | 774.4532 | 771.4327 | 768.4122 | 765.3917 | 762.3712 | 759.3507 | 756.3302 | 753.3097 | 750.2892 | 747.2687 | 744.2482
natural gas peaker | Gas-CT-AvgCF - Mid | 869.1945 | 869.1945 | 869.1945 | 858.6274 | 856.0641 | 852.8349 | 847.0327 | 844.4692 | 841.8509 | 839.287 | 836.7242 | 834.029 | 825.5399 | 819.0959 | 813.1521 | 809.0475 | 804.6582 | 800.7166 | 797.6673 | 795.0041 | 792.2962 | 789.2061 | 786.0923 | 783.4643 | 780.1631 | 777.5305 | 774.4532 | 771.4327 | 768.4122 | 765.3917 | 762.3712 | 759.3507 | 756.3302 | 753.3097 | 750.2892 | 747.2687 | 744.2482
natural gas peaker | Gas-CT-AvgCF - High | 869.1945 | 869.1945 | 869.1945 | 858.6274 | 856.0641 | 852.8349 | 847.0327 | 844.4692 | 841.8509 | 839.287 | 836.7242 | 834.029 | 825.5399 | 819.0959 | 813.1521 | 809.0475 | 804.6582 | 800.7166 | 797.6673 | 795.0041 | 792.2962 | 789.2061 | 786.0923 | 783.4643 | 780.1631 | 777.5305 | 774.4532 | 771.4327 | 768.4122 | 765.3917 | 762.3712 | 759.3507 | 756.3302 | 753.3097 | 750.2892 | 747.2687 | 744.2482
offshore wind | TRG 1 - Low | 5391.5126 | 5074.8167 | 4757.8205 | 4612.5306 | 4467.2407 | 4321.9508 | 4176.6608 | 4000.5518 | 3824.4428 | 3648.3338 | 3595.5011 | 3542.6684 | 3489.8357 | 3437.003 | 3384.1703 | 3331.3376 | 3278.5049 | 3252.0886 | 3225.6722 | 3199.2559 | 3172.8395 | 3146.4232 | 3120.0068 | 3093.5905 | 3067.1741 | 3040.7578 | 3014.3414 | 2990.5667 | 2966.792 | 2943.0173 | 2919.2426 | 2895.4678 | 2871.6931 | 2847.9184 | 2824.1437 | 2800.369 | 2776.5943
offshore wind | TRG 1 - Mid | 5391.5126 | 5276.7774 | 5161.7418 | 5021.137 | 4880.5321 | 4739.9273 | 4599.3224 | 4423.2134 | 4247.1044 | 4070.9954 | 4048.3528 | 4025.7103 | 4003.0677 | 3980.4251 | 3957.7825 | 3935.1399 | 3912.4973 | 3901.9308 | 3891.3642 | 3880.7977 | 3870.2312 | 3859.6646 | 3849.0981 | 3838.5315 | 3827.965 | 3817.3985 | 3806.8319 | 3794.8216 | 3782.8114 | 3770.8011 | 3758.7908 | 3746.7806 | 3734.7703 | 3722.76 | 3710.7497 | 3698.7395 | 3686.7292
offshore wind | TRG 1 - High | 5391.5126 | 5391.5126 | 5391.5126 | 5391.5126 | 5391.5126 | 5391.5126 | 5391.5126 | 5391.5126 | 5391.5126 | 5391.5126 | 5391.5126 | 5391.5126 | 5391.5126 | 5391.5126 | 5391.5126 | 5391.5126 | 5391.5126 | 5391.5126 | 5391.5126 | 5391.5126 | 5391.5126 | 5391.5126 | 5391.5126 | 5391.5126 | 5391.5126 | 5391.5126 | 5391.5126 | 5391.5126 | 5391.5126 | 5391.5126 | 5391.5126 | 5391.5126 | 5391.5126 | 5391.5126 | 5391.5126 | 5391.5126 | 5391.5126
offshore wind | TRG 2 - Low | 5391.5126 | 5074.8167 | 4757.8205 | 4612.5306 | 4467.2407 | 4321.9508 | 4176.6608 | 4000.5518 | 3824.4428 | 3648.3338 | 3595.5011 | 3542.6684 | 3489.8357 | 3437.003 | 3384.1703 | 3331.3376 | 3278.5049 | 3252.0886 | 3225.6722 | 3199.2559 | 3172.8395 | 3146.4232 | 3120.0068 | 3093.5905 | 3067.1741 | 3040.7578 | 3014.3414 | 2990.5667 | 2966.792 | 2943.0173 | 2919.2426 | 2895.4678 | 2871.6931 | 2847.9184 | 2824.1437 | 2800.369 | 2776.5943
offshore wind | TRG 2 - Mid | 5391.5126 | 5276.7774 | 5161.7418 | 5021.137 | 4880.5321 | 4739.9273 | 4599.3224 | 4423.2134 | 4247.1044 | 4070.9954 | 4048.3528 | 4025.7103 | 4003.0677 | 3980.4251 | 3957.7825 | 3935.1399 | 3912.4973 | 3901.9308 | 3891.3642 | 3880.7977 | 3870.2312 | 3859.6646 | 3849.0981 | 3838.5315 | 3827.965 | 3817.3985 | 3806.8319 | 3794.8216 | 3782.8114 | 3770.8011 | 3758.7908 | 3746.7806 | 3734.7703 | 3722.76 | 3710.7497 | 3698.7395 | 3686.7292
offshore wind | TRG 2 - High | 5391.5126 | 5391.5126 | 5391.5126 | 5391.5126 | 5391.5126 | 5391.5126 | 5391.5126 | 5391.5126 | 5391.5126 | 5391.5126 | 5391.5126 | 5391.5126 | 5391.5126 | 5391.5126 | 5391.5126 | 5391.5126 | 5391.5126 | 5391.5126 | 5391.5126 | 5391.5126 | 5391.5126 | 5391.5126 | 5391.5126 | 5391.5126 | 5391.5126 | 5391.5126 | 5391.5126 | 5391.5126 | 5391.5126 | 5391.5126 | 5391.5126 | 5391.5126 | 5391.5126 | 5391.5126 | 5391.5126 | 5391.5126 | 5391.5126
offshore wind | TRG 3 - Low | 5391.5126 | 5074.8167 | 4757.8205 | 4612.5306 | 4467.2407 | 4321.9508 | 4176.6608 | 4000.5518 | 3824.4428 | 3648.3338 | 3595.5011 | 3542.6684 | 3489.8357 | 3437.003 | 3384.1703 | 3331.3376 | 3278.5049 | 3252.0886 | 3225.6722 | 3199.2559 | 3172.8395 | 3146.4232 | 3120.0068 | 3093.5905 | 3067.1741 | 3040.7578 | 3014.3414 | 2990.5667 | 2966.792 | 2943.0173 | 2919.2426 | 2895.4678 | 2871.6931 | 2847.9184 | 2824.1437 | 2800.369 | 2776.5943
offshore wind | TRG 3 - Mid | 5391.5126 | 5276.7774 | 5161.7418 | 5021.137 | 4880.5321 | 4739.9273 | 4599.3224 | 4423.2134 | 4247.1044 | 4070.9954 | 4048.3528 | 4025.7103 | 4003.0677 | 3980.4251 | 3957.7825 | 3935.1399 | 3912.4973 | 3901.9308 | 3891.3642 | 3880.7977 | 3870.2312 | 3859.6646 | 3849.0981 | 3838.5315 | 3827.965 | 3817.3985 | 3806.8319 | 3794.8216 | 3782.8114 | 3770.8011 | 3758.7908 | 3746.7806 | 3734.7703 | 3722.76 | 3710.7497 | 3698.7395 | 3686.7292
offshore wind | TRG 3 - High | 5391.5126 | 5391.5126 | 5391.5126 | 5391.5126 | 5391.5126 | 5391.5126 | 5391.5126 | 5391.5126 | 5391.5126 | 5391.5126 | 5391.5126 | 5391.5126 | 5391.5126 | 5391.5126 | 5391.5126 | 5391.5126 | 5391.5126 | 5391.5126 | 5391.5126 | 5391.5126 | 5391.5126 | 5391.5126 | 5391.5126 | 5391.5126 | 5391.5126 | 5391.5126 | 5391.5126 | 5391.5126 | 5391.5126 | 5391.5126 | 5391.5126 | 5391.5126 | 5391.5126 | 5391.5126 | 5391.5126 | 5391.5126 | 5391.5126
offshore wind | TRG 4 - Low | 5391.5126 | 5074.8167 | 4757.8205 | 4612.5306 | 4467.2407 | 4321.9508 | 4176.6608 | 4000.5518 | 3824.4428 | 3648.3338 | 3595.5011 | 3542.6684 | 3489.8357 | 3437.003 | 3384.1703 | 3331.3376 | 3278.5049 | 3252.0886 | 3225.6722 | 3199.2559 | 3172.8395 | 3146.4232 | 3120.0068 | 3093.5905 | 3067.1741 | 3040.7578 | 3014.3414 | 2990.5667 | 2966.792 | 2943.0173 | 2919.2426 | 2895.4678 | 2871.6931 | 2847.9184 | 2824.1437 | 2800.369 | 2776.5943
offshore wind | TRG 4 - Mid | 5391.5126 | 5276.7774 | 5161.7418 | 5021.137 | 4880.5321 | 4739.9273 | 4599.3224 | 4423.2134 | 4247.1044 | 4070.9954 | 4048.3528 | 4025.7103 | 4003.0677 | 3980.4251 | 3957.7825 | 3935.1399 | 3912.4973 | 3901.9308 | 3891.3642 | 3880.7977 | 3870.2312 | 3859.6646 | 3849.0981 | 3838.5315 | 3827.965 | 3817.3985 | 3806.8319 | 3794.8216 | 3782.8114 | 3770.8011 | 3758.7908 | 3746.7806 | 3734.7703 | 3722.76 | 3710.7497 | 3698.7395 | 3686.7292
offshore wind | TRG 4 - High | 5391.5126 | 5391.5126 | 5391.5126 | 5391.5126 | 5391.5126 | 5391.5126 | 5391.5126 | 5391.5126 | 5391.5126 | 5391.5126 | 5391.5126 | 5391.5126 | 5391.5126 | 5391.5126 | 5391.5126 | 5391.5126 | 5391.5126 | 5391.5126 | 5391.5126 | 5391.5126 | 5391.5126 | 5391.5126 | 5391.5126 | 5391.5126 | 5391.5126 | 5391.5126 | 5391.5126 | 5391.5126 | 5391.5126 | 5391.5126 | 5391.5126 | 5391.5126 | 5391.5126 | 5391.5126 | 5391.5126 | 5391.5126 | 5391.5126
offshore wind | TRG 5 - Low | 5953.3433 | 5602.9376 | 5252.2315 | 5091.4912 | 4930.751 | 4770.0107 | 4609.2704 | 4414.4337 | 4219.5971 | 4024.7604 | 3966.3094 | 3907.8584 | 3849.4073 | 3790.9563 | 3732.5053 | 3674.0543 | 3615.6033 | 3586.3778 | 3557.1523 | 3527.9268 | 3498.7013 | 3469.4758 | 3440.2503 | 3411.0248 | 3381.7993 | 3352.5738 | 3323.3483 | 3297.0453 | 3270.7424 | 3244.4394 | 3218.1365 | 3191.8335 | 3165.5306 | 3139.2276 | 3112.9247 | 3086.6217 | 3060.3188
offshore wind | TRG 5 - Mid | 5953.3433 | 5828.2256 | 5702.8076 | 5546.3253 | 5389.8431 | 5233.3608 | 5076.8785 | 4882.0418 | 4687.2051 | 4492.3684 | 4467.318 | 4442.2676 | 4417.2171 | 4392.1667 | 4367.1163 | 4342.0658 | 4317.0154 | 4305.3252 | 4293.635 | 4281.9448 | 4270.2546 | 4258.5644 | 4246.8742 | 4235.184 | 4223.4938 | 4211.8036 | 4200.1134 | 4186.8259 | 4173.5385 | 4160.251 | 4146.9635 | 4133.6761 | 4120.3886 | 4107.1011 | 4093.8137 | 4080.5262 | 4067.2387
offshore wind | TRG 5 - High | 5953.3433 | 5953.3433 | 5953.3433 | 5953.3433 | 5953.3433 | 5953.3433 | 5953.3433 | 5953.3433 | 5953.3433 | 5953.3433 | 5953.3433 | 5953.3433 | 5953.3433 | 5953.3433 | 5953.3433 | 5953.3433 | 5953.3433 | 5953.3433 | 5953.3433 | 5953.3433 | 5953.3433 | 5953.3433 | 5953.3433 | 5953.3433 | 5953.3433 | 5953.3433 | 5953.3433 | 5953.3433 | 5953.3433 | 5953.3433 | 5953.3433 | 5953.3433 | 5953.3433 | 5953.3433 | 5953.3433 | 5953.3433 | 5953.3433
offshore wind | TRG 6 - Low | 5953.3433 | 5602.9376 | 5252.2315 | 5091.4912 | 4930.751 | 4770.0107 | 4609.2704 | 4414.4337 | 4219.5971 | 4024.7604 | 3966.3094 | 3907.8584 | 3849.4073 | 3790.9563 | 3732.5053 | 3674.0543 | 3615.6033 | 3586.3778 | 3557.1523 | 3527.9268 | 3498.7013 | 3469.4758 | 3440.2503 | 3411.0248 | 3381.7993 | 3352.5738 | 3323.3483 | 3297.0453 | 3270.7424 | 3244.4394 | 3218.1365 | 3191.8335 | 3165.5306 | 3139.2276 | 3112.9247 | 3086.6217 | 3060.3188
offshore wind | TRG 6 - Mid | 5953.3433 | 5828.2256 | 5702.8076 | 5546.3253 | 5389.8431 | 5233.3608 | 5076.8785 | 4882.0418 | 4687.2051 | 4492.3684 | 4467.318 | 4442.2676 | 4417.2171 | 4392.1667 | 4367.1163 | 4342.0658 | 4317.0154 | 4305.3252 | 4293.635 | 4281.9448 | 4270.2546 | 4258.5644 | 4246.8742 | 4235.184 | 4223.4938 | 4211.8036 | 4200.1134 | 4186.8259 | 4173.5385 | 4160.251 | 4146.9635 | 4133.6761 | 4120.3886 | 4107.1011 | 4093.8137 | 4080.5262 | 4067.2387
offshore wind | TRG 6 - High | 5953.3433 | 5953.3433 | 5953.3433 | 5953.3433 | 5953.3433 | 5953.3433 | 5953.3433 | 5953.3433 | 5953.3433 | 5953.3433 | 5953.3433 | 5953.3433 | 5953.3433 | 5953.3433 | 5953.3433 | 5953.3433 | 5953.3433 | 5953.3433 | 5953.3433 | 5953.3433 | 5953.3433 | 5953.3433 | 5953.3433 | 5953.3433 | 5953.3433 | 5953.3433 | 5953.3433 | 5953.3433 | 5953.3433 | 5953.3433 | 5953.3433 | 5953.3433 | 5953.3433 | 5953.3433 | 5953.3433 | 5953.3433 | 5953.3433
offshore wind | TRG 7 - Low | 5953.3433 | 5602.9376 | 5252.2315 | 5091.4912 | 4930.751 | 4770.0107 | 4609.2704 | 4414.4337 | 4219.5971 | 4024.7604 | 3966.3094 | 3907.8584 | 3849.4073 | 3790.9563 | 3732.5053 | 3674.0543 | 3615.6033 | 3586.3778 | 3557.1523 | 3527.9268 | 3498.7013 | 3469.4758 | 3440.2503 | 3411.0248 | 3381.7993 | 3352.5738 | 3323.3483 | 3297.0453 | 3270.7424 | 3244.4394 | 3218.1365 | 3191.8335 | 3165.5306 | 3139.2276 | 3112.9247 | 3086.6217 | 3060.3188
offshore wind | TRG 7 - Mid | 5953.3433 | 5828.2256 | 5702.8076 | 5546.3253 | 5389.8431 | 5233.3608 | 5076.8785 | 4882.0418 | 4687.2051 | 4492.3684 | 4467.318 | 4442.2676 | 4417.2171 | 4392.1667 | 4367.1163 | 4342.0658 | 4317.0154 | 4305.3252 | 4293.635 | 4281.9448 | 4270.2546 | 4258.5644 | 4246.8742 | 4235.184 | 4223.4938 | 4211.8036 | 4200.1134 | 4186.8259 | 4173.5385 | 4160.251 | 4146.9635 | 4133.6761 | 4120.3886 | 4107.1011 | 4093.8137 | 4080.5262 | 4067.2387
offshore wind | TRG 7 - High | 5953.3433 | 5953.3433 | 5953.3433 | 5953.3433 | 5953.3433 | 5953.3433 | 5953.3433 | 5953.3433 | 5953.3433 | 5953.3433 | 5953.3433 | 5953.3433 | 5953.3433 | 5953.3433 | 5953.3433 | 5953.3433 | 5953.3433 | 5953.3433 | 5953.3433 | 5953.3433 | 5953.3433 | 5953.3433 | 5953.3433 | 5953.3433 | 5953.3433 | 5953.3433 | 5953.3433 | 5953.3433 | 5953.3433 | 5953.3433 | 5953.3433 | 5953.3433 | 5953.3433 | 5953.3433 | 5953.3433 | 5953.3433 | 5953.3433
offshore wind | TRG 8 - Low | 6968.762 | 6557.4312 | 6145.8 | 5957.1357 | 5768.4714 | 5579.8071 | 5391.1429 | 5162.4589 | 4933.7749 | 4705.0909 | 4636.4857 | 4567.8805 | 4499.2753 | 4430.6701 | 4362.0649 | 4293.4598 | 4224.8546 | 4190.552 | 4156.2494 | 4121.9468 | 4087.6442 | 4053.3416 | 4019.039 | 3984.7364 | 3950.4338 | 3916.1312 | 3881.8286 | 3850.9562 | 3820.0839 | 3789.2116 | 3758.3392 | 3727.4669 | 3696.5946 | 3665.7222 | 3634.8499 | 3603.9775 | 3573.1052
offshore wind | TRG 8 - Mid | 6968.762 | 6822.3822 | 6675.7021 | 6491.7727 | 6307.8433 | 6123.9138 | 5939.9844 | 5711.3004 | 5482.6165 | 5253.9325 | 5224.5302 | 5195.128 | 5165.7258 | 5136.3236 | 5106.9213 | 5077.5191 | 5048.1169 | 5034.3958 | 5020.6748 | 5006.9538 | 4993.2327 | 4979.5117 | 4965.7907 | 4952.0696 | 4938.3486 | 4924.6275 | 4910.9065 | 4895.3107 | 4879.7149 | 4864.1192 | 4848.5234 | 4832.9276 | 4817.3318 | 4801.736 | 4786.1403 | 4770.5445 | 4754.9487
offshore wind | TRG 8 - High | 6968.762 | 6968.762 | 6968.762 | 6968.762 | 6968.762 | 6968.762 | 6968.762 | 6968.762 | 6968.762 | 6968.762 | 6968.762 | 6968.762 | 6968.762 | 6968.762 | 6968.762 | 6968.762 | 6968.762 | 6968.762 | 6968.762 | 6968.762 | 6968.762 | 6968.762 | 6968.762 | 6968.762 | 6968.762 | 6968.762 | 6968.762 | 6968.762 | 6968.762 | 6968.762 | 6968.762 | 6968.762 | 6968.762 | 6968.762 | 6968.762 | 6968.762 | 6968.762
offshore wind | TRG 9 - Low | 6968.762 | 6557.4312 | 6145.8 | 5957.1357 | 5768.4714 | 5579.8071 | 5391.1429 | 5162.4589 | 4933.7749 | 4705.0909 | 4636.4857 | 4567.8805 | 4499.2753 | 4430.6701 | 4362.0649 | 4293.4598 | 4224.8546 | 4190.552 | 4156.2494 | 4121.9468 | 4087.6442 | 4053.3416 | 4019.039 | 3984.7364 | 3950.4338 | 3916.1312 | 3881.8286 | 3850.9562 | 3820.0839 | 3789.2116 | 3758.3392 | 3727.4669 | 3696.5946 | 3665.7222 | 3634.8499 | 3603.9775 | 3573.1052
offshore wind | TRG 9 - Mid | 6968.762 | 6822.3822 | 6675.7021 | 6491.7727 | 6307.8433 | 6123.9138 | 5939.9844 | 5711.3004 | 5482.6165 | 5253.9325 | 5224.5302 | 5195.128 | 5165.7258 | 5136.3236 | 5106.9213 | 5077.5191 | 5048.1169 | 5034.3958 | 5020.6748 | 5006.9538 | 4993.2327 | 4979.5117 | 4965.7907 | 4952.0696 | 4938.3486 | 4924.6275 | 4910.9065 | 4895.3107 | 4879.7149 | 4864.1192 | 4848.5234 | 4832.9276 | 4817.3318 | 4801.736 | 4786.1403 | 4770.5445 | 4754.9487
offshore wind | TRG 9 - High | 6968.762 | 6968.762 | 6968.762 | 6968.762 | 6968.762 | 6968.762 | 6968.762 | 6968.762 | 6968.762 | 6968.762 | 6968.762 | 6968.762 | 6968.762 | 6968.762 | 6968.762 | 6968.762 | 6968.762 | 6968.762 | 6968.762 | 6968.762 | 6968.762 | 6968.762 | 6968.762 | 6968.762 | 6968.762 | 6968.762 | 6968.762 | 6968.762 | 6968.762 | 6968.762 | 6968.762 | 6968.762 | 6968.762 | 6968.762 | 6968.762 | 6968.762 | 6968.762
offshore wind | TRG 10 - Low | 6968.762 | 6557.4312 | 6145.8 | 5957.1357 | 5768.4714 | 5579.8071 | 5391.1429 | 5162.4589 | 4933.7749 | 4705.0909 | 4636.4857 | 4567.8805 | 4499.2753 | 4430.6701 | 4362.0649 | 4293.4598 | 4224.8546 | 4190.552 | 4156.2494 | 4121.9468 | 4087.6442 | 4053.3416 | 4019.039 | 3984.7364 | 3950.4338 | 3916.1312 | 3881.8286 | 3850.9562 | 3820.0839 | 3789.2116 | 3758.3392 | 3727.4669 | 3696.5946 | 3665.7222 | 3634.8499 | 3603.9775 | 3573.1052
offshore wind | TRG 10 - Mid | 6968.762 | 6822.3822 | 6675.7021 | 6491.7727 | 6307.8433 | 6123.9138 | 5939.9844 | 5711.3004 | 5482.6165 | 5253.9325 | 5224.5302 | 5195.128 | 5165.7258 | 5136.3236 | 5106.9213 | 5077.5191 | 5048.1169 | 5034.3958 | 5020.6748 | 5006.9538 | 4993.2327 | 4979.5117 | 4965.7907 | 4952.0696 | 4938.3486 | 4924.6275 | 4910.9065 | 4895.3107 | 4879.7149 | 4864.1192 | 4848.5234 | 4832.9276 | 4817.3318 | 4801.736 | 4786.1403 | 4770.5445 | 4754.9487
offshore wind | TRG 10 - High | 6968.762 | 6968.762 | 6968.762 | 6968.762 | 6968.762 | 6968.762 | 6968.762 | 6968.762 | 6968.762 | 6968.762 | 6968.762 | 6968.762 | 6968.762 | 6968.762 | 6968.762 | 6968.762 | 6968.762 | 6968.762 | 6968.762 | 6968.762 | 6968.762 | 6968.762 | 6968.762 | 6968.762 | 6968.762 | 6968.762 | 6968.762 | 6968.762 | 6968.762 | 6968.762 | 6968.762 | 6968.762 | 6968.762 | 6968.762 | 6968.762 | 6968.762 | 6968.762
| 2014 | 2015 | 2016 | 2017 | 2018 | 2019 | 2020 | 2021 | 2022 | 2023 | 2024 | 2025 | 2026 | 2027 | 2028 | 2029 | 2030 | 2031 | 2032 | 2033 | 2034 | 2035 | 2036 | 2037 | 2038 | 2039 | 2040 | 2041 | 2042 | 2043 | 2044 | 2045 | 2046 | 2047 | 2048 | 2049 | 2050
coal | 1 | 1 | 1 | 1 | 0.98703 | 0.97196 | 0.95577 | 0.95013 | 0.94529 | 0.94045 | 0.93455 | 0.92947 | 0.9234 | 0.91594 | 0.91089 | 0.9048 | 0.89806 | 0.89202 | 0.88688 | 0.88055 | 0.87496 | 0.86962 | 0.86446 | 0.85842 | 0.8534 | 0.8478 | 0.84251 | 0.83696 | 0.8314 | 0.82585 | 0.82029 | 0.81474 | 0.80918 | 0.80363 | 0.79807 | 0.79252 | 0.78696
natural gas nonpeaker | 1 | 1 | 1 | 0.98784 | 0.9851 | 0.98159 | 0.9756 | 0.97273 | 0.96981 | 0.96694 | 0.96406 | 0.96107 | 0.9525 | 0.9459 | 0.93978 | 0.93543 | 0.93081 | 0.92661 | 0.92327 | 0.92031 | 0.9173 | 0.91392 | 0.91052 | 0.90758 | 0.904 | 0.90107 | 0.8977 | 0.89439 | 0.89108 | 0.88777 | 0.88446 | 0.88115 | 0.87784 | 0.87453 | 0.87122 | 0.86791 | 0.8646
nuclear | 1 | 1 | 1 | 1 | 1 | 1 | 1 | 1 | 1 | 0.99469 | 0.98938 | 0.98407 | 0.97876 | 0.97345 | 0.96814 | 0.96283 | 0.95752 | 0.95221 | 0.9469 | 0.94159 | 0.93628 | 0.93097 | 0.92566 | 0.92035 | 0.91504 | 0.90973 | 0.90442 | 0.89911 | 0.8938 | 0.88849 | 0.88318 | 0.87787 | 0.87256 | 0.86725 | 0.86194 | 0.85663 | 0.85132
hydro | 1 | 0.99976 | 0.99466 | 0.98933 | 0.98399 | 0.97866 | 0.97333 | 0.968 | 0.96267 | 0.95734 | 0.95201 | 0.94669 | 0.94136 | 0.93604 | 0.93072 | 0.9254 | 0.92008 | 0.91476 | 0.90944 | 0.90413 | 0.89881 | 0.8935 | 0.89177 | 0.89004 | 0.88831 | 0.88658 | 0.88486 | 0.88313 | 0.88141 | 0.87968 | 0.87796 | 0.87624 | 0.87452 | 0.87281 | 0.87109 | 0.86937 | 0.86766
solar thermal | 1 | 0.96497 | 0.92994 | 0.89492 | 0.85989 | 0.82486 | 0.78983 | 0.7658 | 0.74177 | 0.71773 | 0.6937 | 0.66967 | 0.65898 | 0.6485 | 0.63821 | 0.62809 | 0.61811 | 0.61626 | 0.61452 | 0.61288 | 0.61133 | 0.60986 | 0.60846 | 0.60714 | 0.60587 | 0.60465 | 0.60349 | 0.60238 | 0.60131 | 0.60029 | 0.5993 | 0.59835 | 0.59743 | 0.59654 | 0.59568 | 0.59485 | 0.59405
biomass | 1 | 0.99942 | 0.99884 | 0.98675 | 0.98358 | 0.98563 | 0.98286 | 0.98009 | 0.97733 | 0.97456 | 0.97179 | 0.96903 | 0.96626 | 0.96349 | 0.96073 | 0.95796 | 0.95519 | 0.95243 | 0.94966 | 0.94689 | 0.94413 | 0.94136 | 0.93859 | 0.93583 | 0.93306 | 0.93029 | 0.92753 | 0.92476 | 0.92199 | 0.91923 | 0.91646 | 0.91369 | 0.91093 | 0.90816 | 0.90539 | 0.90263 | 0.89986
geothermal | 1 | 1 | 0.99833 | 0.99667 | 0.995 | 0.99333 | 0.99167 | 0.99 | 0.98833 | 0.98667 | 0.985 | 0.98333 | 0.98167 | 0.98 | 0.97833 | 0.97667 | 0.975 | 0.97333 | 0.97167 | 0.97 | 0.96833 | 0.96667 | 0.965 | 0.96333 | 0.96167 | 0.96 | 0.95833 | 0.95667 | 0.955 | 0.95333 | 0.95167 | 0.95 | 0.94833 | 0.94667 | 0.945 | 0.94333 | 0.94167
natural gas peaker | 1 | 1 | 1 | 0.98784 | 0.98489 | 0.98118 | 0.9745 | 0.97155 | 0.96854 | 0.96559 | 0.96264 | 0.95954 | 0.94978 | 0.94236 | 0.93552 | 0.9308 | 0.92575 | 0.92122 | 0.91771 | 0.91464 | 0.91153 | 0.90797 | 0.90439 | 0.90137 | 0.89757 | 0.89454 | 0.891 | 0.88753 | 0.88405 | 0.88058 | 0.8771 | 0.87363 | 0.87015 | 0.86668 | 0.8632 | 0.85973 | 0.85625
offshore wind | 1 | 0.97334 | 0.94665 | 0.92889 | 0.91114 | 0.89339 | 0.87564 | 0.85382 | 0.83199 | 0.81017 | 0.80549 | 0.80082 | 0.79614 | 0.79146 | 0.78679 | 0.78211 | 0.77743 | 0.77514 | 0.77285 | 0.77056 | 0.76827 | 0.76598 | 0.76368 | 0.76139 | 0.7591 | 0.75681 | 0.75452 | 0.7523 | 0.75008 | 0.74787 | 0.74565 | 0.74343 | 0.74121 | 0.739 | 0.73678 | 0.73456 | 0.73235

## Utility scale PV types
solar PV focus | 2012 | 2013 | 2014 | 2015 | 2016 | 2017 | 2018 | 2019 | 2020 | 2021 | 2022 | 2023 | 2024 | 2025 | 2026 | 2027 | 2028 | 2029 | 2030 | 2031 | 2032 | 2033 | 2034 | 2035 | 2036 | 2037 | 2038 | 2039 | 2040 | 2041 | 2042 | 2043 | 2044 | 2045 | 2046 | 2047 | 2048 | 2049 | 2050
Installed
Solar PV - Parking Lot | 0 | 0 | 0 | 0 | 0 | 0 | 0 | 0 | 0 | 0 | 0 | 0 | 0 | 0 | 0 | 0 | 0 | 0 | 0 | 0 | 0 | 0 | 0 | 0 | 0 | 0 | 0 | 0 | 0 | 0 | 0 | 0 | 0 | 0 | 0 | 0 | 0 | 0 | 0
Solar PV - Rooftop | 7.1294 | 9.1881 | 12.0156 | 17.2521 | 26.5599 | 44.8346 | 44.8346 | 44.8346 | 44.8346 | 44.8346 | 44.8346 | 44.8346 | 44.8346 | 44.8346 | 44.8346 | 44.8346 | 44.8346 | 44.8346 | 44.8346 | 44.8346 | 44.8346 | 44.8346 | 44.7211 | 42.3249 | 35.0942 | 42.3249 | 42.3249 | 42.3249 | 42.3249 | 42.3249 | 42.3249 | 42.3249 | 42.3249 | 42.3249 | 42.3249 | 42.3249 | 42.3249 | 42.3249 | 42.3249
Solar PV - Fixed Tilt - 1MW | 14.7297 | 14.7297 | 159.0809 | 395.291 | 792.8266 | 1007.1439 | 1059.8026 | 1101.0458 | 1141.1843 | 1139.7113 | 1136.3971 | 1134.9241 | 1132.3464 | 1130.5052 | 1128.2958 | 1126.0863 | 1124.6133 | 1122.4039 | 1120.1944 | 1115.039 | 1109.5154 | 1103.6235 | 1103.6235 | 1103.6235 | 1103.6235 | 1103.6235 | 1103.6235 | 1103.6235 | 1103.6235 | 1103.6235 | 1103.6235 | 1103.6235 | 1103.6235 | 1103.6235 | 1103.6235 | 1103.6235 | 1103.6235 | 1103.6235 | 1103.6235
Solar PV - Fixed Tilt - 5MW | 0 | 0 | 0 | 0 | 0 | 0 | 0 | 0 | 0 | 0 | 0 | 0 | 0 | 0 | 0 | 0 | 0 | 0 | 0 | 0 | 0 | 0 | 0 | 0 | 0 | 0 | 0 | 0 | 0 | 0 | 0 | 0 | 0 | 0 | 0 | 0 | 0 | 0 | 0
Solar PV - Fixed Tilt - 10MW | 0 | 0 | 0 | 0 | 0 | 0 | 0 | 0 | 0 | 0 | 0 | 0 | 0 | 0 | 0 | 0 | 0 | 0 | 0 | 0 | 0 | 0 | 0 | 0 | 0 | 0 | 0 | 0 | 0 | 0 | 0 | 0 | 0 | 0 | 0 | 0 | 0 | 0 | 0
Solar PV - Fixed Tilt - 20MW+ | 146.4097 | 395.5004 | 1004.1944 | 2215.6358 | 2475.396 | 2694.0725 | 2694.0725 | 2694.0725 | 3183.6283 | 3184.9696 | 3184.9696 | 3184.9696 | 3184.9696 | 3184.9696 | 3184.9696 | 3184.9696 | 3184.9696 | 3184.9696 | 3184.9696 | 3184.9696 | 3184.9696 | 3184.6633 | 3180.6786 | 2685.6995 | 2640.0982 | 2371.8921 | 2371.8571 | 2371.8571 | 2371.8571 | 2364.8656 | 2371.8571 | 2371.8571 | 2371.8571 | 2371.8571 | 2371.8571 | 2371.8571 | 2371.8571 | 2371.8571 | 2371.8571
Solar PV - Tracking - 1MW | 0 | 0 | 0 | 0 | 0 | 0 | 0 | 0 | 0 | 0 | 0 | 0 | 0 | 0 | 0 | 0 | 0 | 0 | 0 | 0 | 0 | 0 | 0 | 0 | 0 | 0 | 0 | 0 | 0 | 0 | 0 | 0 | 0 | 0 | 0 | 0 | 0 | 0 | 0
Solar PV - Tracking - 5MW | 0 | 0 | 0 | 0 | 0 | 0 | 0 | 0 | 0 | 0 | 0 | 0 | 0 | 0 | 0 | 0 | 0 | 0 | 0 | 0 | 0 | 0 | 0 | 0 | 0 | 0 | 0 | 0 | 0 | 0 | 0 | 0 | 0 | 0 | 0 | 0 | 0 | 0 | 0
Solar PV - Tracking - 10MW | 0 | 0 | 0 | 0 | 0 | 0 | 0 | 0 | 0 | 0 | 0 | 0 | 0 | 0 | 0 | 0 | 0 | 0 | 0 | 0 | 0 | 0 | 0 | 0 | 0 | 0 | 0 | 0 | 0 | 0 | 0 | 0 | 0 | 0 | 0 | 0 | 0 | 0 | 0
Solar PV - Tracking - 20MW+ | 54.0675 | 327.5934 | 1054.0131 | 3337.9721 | 4636.1819 | 5889.7108 | 5945.3024 | 6369.7134 | 7075.4658 | 7157.7992 | 7157.7992 | 7157.7992 | 7157.7992 | 7157.7992 | 7149.8737 | 7143.3352 | 7143.3352 | 7143.3352 | 7142.6036 | 7119.061 | 6975.0958 | 6922.6202 | 6679.1059 | 6395.543 | 6099.4616 | 5489.1089 | 5464.6172 | 4874.164 | 4312.2983 | 4158.3478 | 4141.3019 | 4141.3019 | 4141.3019 | 4141.3019 | 4141.3019 | 4141.3019 | 4141.3019 | 4141.3019 | 4141.3019
TOTAL | 222.3364 | 747.0117 | 2229.304 | 5966.151 | 7930.9645 | 9635.7619 | 9744.0121 | 10209.6664 | 11445.113 | 11527.3146 | 11524.0004 | 11522.5275 | 11519.9498 | 11518.1086 | 11507.9736 | 11499.2257 | 11497.7527 | 11495.5432 | 11492.6022 | 11463.9042 | 11314.4154 | 11255.7415 | 11008.1291 | 10227.1909 | 9878.2775 | 9006.9493 | 8982.4227 | 8391.9695 | 7830.1038 | 7669.1617 | 7659.1074 | 7659.1074 | 7659.1074 | 7659.1074 | 7659.1074 | 7659.1074 | 7659.1074 | 7659.1074 | 7659.1074
Annual increases
Solar PV - Parking Lot |  | 0 | 0 | 0 | 0 | 0 | 0 | 0 | 0 | 0 | 0 | 0 | 0 | 0 | 0 | 0 | 0 | 0 | 0 | 0 | 0 | 0 | 0 | 0 | 0 | 0 | 0 | 0 | 0 | 0 | 0 | 0 | 0 | 0 | 0 | 0 | 0 | 0 | 0
Solar PV - Rooftop |  | 2.0587 | 2.8274 | 5.2365 | 9.3078 | 18.2746 | 0 | 0 | 0 | 0 | 0 | 0 | 0 | 0 | 0 | 0 | 0 | 0 | 0 | 0 | 0 | 7.364e-10 | 0 | 0 | 0 | 7.2307 | 0 | 0 | 0 | 0 | 0 | 0 | 0 | 0 | 0 | 0 | 0 | 0 | 0
Solar PV - Fixed Tilt - 1MW |  | 0 | 144.3512 | 236.2102 | 397.5356 | 214.3173 | 52.6587 | 41.2432 | 40.1385 | 0 | 0 | 0 | 0 | 0 | 0 | 0 | 0 | 0 | 0 | 0 | 0 | 0 | 0 | 0 | 0 | 0 | 0 | 0 | 0 | 0 | 0 | 0 | 0 | 0 | 0 | 0 | 0 | 0 | 0
Solar PV - Fixed Tilt - 5MW |  | 0 | 0 | 0 | 0 | 0 | 0 | 0 | 0 | 0 | 0 | 0 | 0 | 0 | 0 | 0 | 0 | 0 | 0 | 0 | 0 | 0 | 0 | 0 | 0 | 0 | 0 | 0 | 0 | 0 | 0 | 0 | 0 | 0 | 0 | 0 | 0 | 0 | 0
Solar PV - Fixed Tilt - 10MW |  | 0 | 0 | 0 | 0 | 0 | 0 | 0 | 0 | 0 | 0 | 0 | 0 | 0 | 0 | 0 | 0 | 0 | 0 | 0 | 0 | 0 | 0 | 0 | 0 | 0 | 0 | 0 | 0 | 0 | 0 | 0 | 0 | 0 | 0 | 0 | 0 | 0 | 0
Solar PV - Fixed Tilt - 20MW+ |  | 249.0906 | 608.694 | 1211.4414 | 259.7602 | 218.6765 | 0 | 0 | 489.5558 | 1.3412 | 0 | 0 | 0 | 0 | 0 | 0 | 0 | 0 | 1.2152e-07 | 0 | 0 | 0 | 0 | 0 | 0 | 0 | 0 | 0 | 0 | 0 | 6.9916 | 0 | 0 | 0 | 0 | 0 | 0 | 0 | 0
Solar PV - Tracking - 1MW |  | 0 | 0 | 0 | 0 | 0 | 0 | 0 | 0 | 0 | 0 | 0 | 0 | 0 | 0 | 0 | 0 | 0 | 0 | 0 | 0 | 0 | 0 | 0 | 0 | 0 | 0 | 0 | 0 | 0 | 0 | 0 | 0 | 0 | 0 | 0 | 0 | 0 | 0
Solar PV - Tracking - 5MW |  | 0 | 0 | 0 | 0 | 0 | 0 | 0 | 0 | 0 | 0 | 0 | 0 | 0 | 0 | 0 | 0 | 0 | 0 | 0 | 0 | 0 | 0 | 0 | 0 | 0 | 0 | 0 | 0 | 0 | 0 | 0 | 0 | 0 | 0 | 0 | 0 | 0 | 0
Solar PV - Tracking - 10MW |  | 0 | 0 | 0 | 0 | 0 | 0 | 0 | 0 | 0 | 0 | 0 | 0 | 0 | 0 | 0 | 0 | 0 | 0 | 0 | 0 | 0 | 0 | 0 | 0 | 0 | 0 | 0 | 0 | 0 | 0 | 0 | 0 | 0 | 0 | 0 | 0 | 0 | 0
Solar PV - Tracking - 20MW+ |  | 273.526 | 726.4197 | 2283.9589 | 1298.2098 | 1253.5289 | 55.5915 | 424.4111 | 705.7523 | 82.3334 | 0 | 0 | 0 | 0 | 0 | 0 | 0 | 0 | 0 | 0 | 0 | 0 | 0 | 0 | 0 | 0 | 0 | 0 | 0 | 0 | 0 | 0 | 0 | 0 | 0 | 0 | 0 | 0 | 0
TOTAL |  | 524.6753 | 1482.2923 | 3736.847 | 1964.8135 | 1704.7973 | 108.2502 | 465.6543 | 1235.4466 | 83.6746 | 0 | 0 | 0 | 0 | 0 | 0 | 0 | 0 | 0 | 0 | 0 | 0 | 0 | 0 | 0 | 0 | 0 | 0 | 0 | 0 | 0 | 0 | 0 | 0 | 0 | 0 | 0 | 0 | 0
FRACTION OF EACH Newly installed
Solar PV - Parking Lot |  |  | 0 | 0 | 0 | 0 | 0 | 0 | 0 | 0 | #DIV/0! | #DIV/0! | #DIV/0! | #DIV/0! | #DIV/0! | #DIV/0! | #DIV/0! | #DIV/0! | #DIV/0! | #DIV/0! | #DIV/0! | #DIV/0! | #DIV/0! | #DIV/0! | #DIV/0! | #DIV/0! | #DIV/0! | #DIV/0! | #DIV/0! | #DIV/0! | #DIV/0! | #DIV/0! | #DIV/0! | #DIV/0! | #DIV/0! | #DIV/0! | #DIV/0! | #DIV/0! | #DIV/0!
Solar PV - Rooftop | [6 empty] | 0 | 0 | 0 | 0 | #DIV/0! | #DIV/0! | #DIV/0! | #DIV/0! | #DIV/0! | #DIV/0! | #DIV/0! | #DIV/0! | #DIV/0! | #DIV/0! | #DIV/0! | #DIV/0! | #DIV/0! | #DIV/0! | #DIV/0! | #DIV/0! | #DIV/0! | #DIV/0! | #DIV/0! | #DIV/0! | #DIV/0! | #DIV/0! | #DIV/0! | #DIV/0! | #DIV/0! | #DIV/0! | #DIV/0! | #DIV/0! | #DIV/0!
Solar PV - Fixed Tilt - 1MW |  | 0 | 0.097384 | 0.063211 | 0.20233 | 0.12571 | 0.48645 | 0.08857 | 0.032489 | 0 | 0 | 0 | 0 | 0 | 0 | #DIV/0! | #DIV/0! | #DIV/0! | #DIV/0! | #DIV/0! | #DIV/0! | #DIV/0! | #DIV/0! | #DIV/0! | #DIV/0! | #DIV/0! | #DIV/0! | #DIV/0! | #DIV/0! | #DIV/0! | #DIV/0! | #DIV/0! | #DIV/0! | #DIV/0! | #DIV/0! | #DIV/0! | #DIV/0! | #DIV/0! | #DIV/0!
Solar PV - Fixed Tilt - 5MW |  | 0 | 0 | 0 | 0 | 0 | 0 | 0 | 0 | 0 | 0 | 0 | 0 | 0 | 0 | #DIV/0! | #DIV/0! | #DIV/0! | #DIV/0! | #DIV/0! | #DIV/0! | #DIV/0! | #DIV/0! | #DIV/0! | #DIV/0! | #DIV/0! | #DIV/0! | #DIV/0! | #DIV/0! | #DIV/0! | #DIV/0! | #DIV/0! | #DIV/0! | #DIV/0! | #DIV/0! | #DIV/0! | #DIV/0! | #DIV/0! | #DIV/0!
Solar PV - Fixed Tilt - 10MW |  | 0 | 0 | 0 | 0 | 0 | 0 | 0 | 0 | 0 | 0 | 0 | 0 | 0 | 0 | #DIV/0! | #DIV/0! | #DIV/0! | #DIV/0! | #DIV/0! | #DIV/0! | #DIV/0! | #DIV/0! | #DIV/0! | #DIV/0! | #DIV/0! | #DIV/0! | #DIV/0! | #DIV/0! | #DIV/0! | #DIV/0! | #DIV/0! | #DIV/0! | #DIV/0! | #DIV/0! | #DIV/0! | #DIV/0! | #DIV/0! | #DIV/0!
Solar PV - Fixed Tilt - 20MW+ |  | 0.47475 | 0.41064 | 0.32419 | 0.13221 | 0.12827 | 0 | 0 | 0.39626 | 0.016029 | 0 | 0 | 0 | 0 | 0 | #DIV/0! | #DIV/0! | #DIV/0! | #DIV/0! | #DIV/0! | #DIV/0! | #DIV/0! | #DIV/0! | #DIV/0! | #DIV/0! | #DIV/0! | #DIV/0! | #DIV/0! | #DIV/0! | #DIV/0! | #DIV/0! | #DIV/0! | #DIV/0! | #DIV/0! | #DIV/0! | #DIV/0! | #DIV/0! | #DIV/0! | #DIV/0!
Solar PV - Tracking - 1MW |  | 0 | 0 | 0 | 0 | 0 | 0 | 0 | 0 | 0 | 0 | 0 | 0 | 0 | 0 | #DIV/0! | #DIV/0! | #DIV/0! | #DIV/0! | #DIV/0! | #DIV/0! | #DIV/0! | #DIV/0! | #DIV/0! | #DIV/0! | #DIV/0! | #DIV/0! | #DIV/0! | #DIV/0! | #DIV/0! | #DIV/0! | #DIV/0! | #DIV/0! | #DIV/0! | #DIV/0! | #DIV/0! | #DIV/0! | #DIV/0! | #DIV/0!
Solar PV - Tracking - 5MW |  | 0 | 0 | 0 | 0 | 0 | 0 | 0 | 0 | 0 | 0 | 0 | 0 | 0 | 0 | #DIV/0! | #DIV/0! | #DIV/0! | #DIV/0! | #DIV/0! | #DIV/0! | #DIV/0! | #DIV/0! | #DIV/0! | #DIV/0! | #DIV/0! | #DIV/0! | #DIV/0! | #DIV/0! | #DIV/0! | #DIV/0! | #DIV/0! | #DIV/0! | #DIV/0! | #DIV/0! | #DIV/0! | #DIV/0! | #DIV/0! | #DIV/0!
Solar PV - Tracking - 10MW |  | 0 | 0 | 0 | 0 | 0 | 0 | 0 | 0 | 0 | 0 | 0 | 0 | 0 | 0 | #DIV/0! | #DIV/0! | #DIV/0! | #DIV/0! | #DIV/0! | #DIV/0! | #DIV/0! | #DIV/0! | #DIV/0! | #DIV/0! | #DIV/0! | #DIV/0! | #DIV/0! | #DIV/0! | #DIV/0! | #DIV/0! | #DIV/0! | #DIV/0! | #DIV/0! | #DIV/0! | #DIV/0! | #DIV/0! | #DIV/0! | #DIV/0!
Solar PV - Tracking - 20MW+ |  | 0.52132 | 0.49007 | 0.6112 | 0.66073 | 0.73529 | 0.51355 | 0.91143 | 0.57125 | 0.98397 | 0 | 0 | 0 | 0 | 0 | #DIV/0! | #DIV/0! | #DIV/0! | #DIV/0! | #DIV/0! | #DIV/0! | #DIV/0! | #DIV/0! | #DIV/0! | #DIV/0! | #DIV/0! | #DIV/0! | #DIV/0! | #DIV/0! | #DIV/0! | #DIV/0! | #DIV/0! | #DIV/0! | #DIV/0! | #DIV/0! | #DIV/0! | #DIV/0! | #DIV/0! | #DIV/0!
Total |  | 1 | 1 | 1 | 1 | 1 | 1 | 1 | 1 | 1 | #DIV/0! | #DIV/0! | #DIV/0! | #DIV/0! | #DIV/0! | #DIV/0! | #DIV/0! | #DIV/0! | #DIV/0! | #DIV/0! | #DIV/0! | #DIV/0! | #DIV/0! | #DIV/0! | #DIV/0! | #DIV/0! | #DIV/0! | #DIV/0! | #DIV/0! | #DIV/0! | #DIV/0! | #DIV/0! | #DIV/0! | #DIV/0! | #DIV/0! | #DIV/0! | #DIV/0! | #DIV/0! | #DIV/0!
Installed types in start year, 2016, or later
|  | Capacity | Fraction
Solar PV - Fixed Tilt - 1MW |  | 745.8932 | 0.13459
Solar PV - Fixed Tilt - 20MW+ |  | 976.3253 | 0.17617
Solar PV - Tracking - 20MW+ |  | 3819.8271 | 0.68924
total installed solar |  | 5542.0457
Apply these fractions to find composite utility scale solar price
Fraction
Solar PV - Fixed Tilt - 1MW | 0.13459 | 2754.2358 | 370.6873
Solar PV - Fixed Tilt - 20MW+ | 0.17617 | 2256.9432 | 397.5988
Solar PV - Tracking - 20MW+ | 0.68924 | 2378.5588 | 1639.4097
|  |  | 2407.6958 | Composite starting price in 2016
|  | in MW | 2407695.8242
Solar PV - Rooftop | 25.032 | 24.8424 | 24.2662 | 24.2662 | 24.2662 | 24.2662 | 24.2662 | 24.2662 | 24.2662 | 24.2662 | 24.2662 | 24.2662 | 24.2662 | 24.2662 | 24.2662 | 24.2662 | 24.2662 | 24.2662
Solar PV - Fixed Tilt - 1MW | 48.8124 | 48.4483 | 47.3444 | 47.3444 | 47.3444 | 47.3444 | 47.3444 | 47.3444 | 47.3444 | 47.3444 | 47.3444 | 47.3444 | 47.3444 | 47.3444 | 47.3444 | 47.3444 | 47.3444 | 47.3444
Solar PV - Fixed Tilt - 5MW | 43.8007 | 43.4741 | 42.481 | 42.481 | 42.481 | 42.481 | 42.481 | 42.481 | 42.481 | 42.481 | 42.481 | 42.481 | 42.481 | 42.481 | 42.481 | 42.481 | 42.481 | 42.481
Solar PV - Fixed Tilt - 10MW | 40.0365 | 39.7383 | 38.8329 | 38.8329 | 38.8329 | 38.8329 | 38.8329 | 38.8329 | 38.8329 | 38.8329 | 38.8329 | 38.8329 | 38.8329 | 38.8329 | 38.8329 | 38.8329 | 38.8329 | 38.8329
Solar PV - Fixed Tilt - 20MW+ | 37.5343 | 37.2546 | 36.4058 | 36.4058 | 36.4058 | 36.4058 | 36.4058 | 36.4058 | 36.4058 | 36.4058 | 36.4058 | 36.4058 | 36.4058 | 36.4058 | 36.4058 | 36.4058 | 36.4058 | 36.4058
Solar PV - Tracking - 1MW | 48.8124 | 48.4483 | 47.3444 | 47.3444 | 47.3444 | 47.3444 | 47.3444 | 47.3444 | 47.3444 | 47.3444 | 47.3444 | 47.3444 | 47.3444 | 47.3444 | 47.3444 | 47.3444 | 47.3444 | 47.3444
Solar PV - Tracking - 5MW | 43.8007 | 43.4741 | 42.481 | 42.481 | 42.481 | 42.481 | 42.481 | 42.481 | 42.481 | 42.481 | 42.481 | 42.481 | 42.481 | 42.481 | 42.481 | 42.481 | 42.481 | 42.481
Solar PV - Tracking - 10MW | 40.0414 | 39.743 | 38.8329 | 38.8329 | 38.8329 | 38.8329 | 38.8329 | 38.8329 | 38.8329 | 38.8329 | 38.8329 | 38.8329 | 38.8329 | 38.8329 | 38.8329 | 38.8329 | 38.8329 | 38.8329
Solar PV - Tracking - 20MW+ | 37.5343 | 37.2546 | 36.4058 | 36.4058 | 36.4058 | 36.4058 | 36.4058 | 36.4058 | 36.4058 | 36.4058 | 36.4058 | 36.4058 | 36.4058 | 36.4058 | 36.4058 | 36.4058 | 36.4058 | 36.4058
| preexisting retiring | preexisting nonretiring | newly built
| 39.0522 | 38.7612 | 37.878

## CT installed types
2010
MW installed
CT 1 | 1125 | 1125 | 1125 | 1125 | 1125 | 1125 | 1125 | 1125 | 1125 | 1186 | 1186 | 1488 | 1488 | 1482.9488 | 1443 | 1111.9125 | 1111.9125 | 1111.9125 | 1111.9125 | 847.8412 | 728.6475 | 678.6525 | 678.6525 | 628.3425 | 628.3425 | 581.2275 | 581.2275 | 581.2275 | 579.6413 | 579.6413 | 579.6413 | 579.6413 | 579.6413 | 579.6413 | 579.6413 | 579.6413 | 579.6413 | 579.6413 | 579.6413 | 579.6413 | 437.4638
CT 2 | 1842 | 1842 | 1842 | 3723 | 4842 | 4842 | 4842 | 4842 | 4842 | 4842 | 4842 | 5842 | 5842 | 5842 | 5842 | 5842 | 5842 | 5842 | 5842 | 5842 | 5842 | 5842 | 5842 | 5842 | 5842 | 5784.8612 | 5784.8612 | 5892.8085 | 6154.346 | 6308.979 | 6462.8532 | 7045.3594 | 7377.4319 | 8307.7101 | 8499.6307 | 9008.109 | 9144.3635 | 9236.0489 | 9272.9887 | 8649.899 | 8300.711
CT 3 | 2875 | 2875 | 2875 | 2286 | 2286 | 2286 | 2286 | 2286 | 2286 | 2286 | 2286 | 2286 | 2286 | 2286 | 2286 | 2286 | 2286 | 2286 | 2286 | 2286 | 2286 | 2286 | 2286 | 2286 | 2286 | 2286 | 2265.1838 | 2265.1838 | 2265.1838 | 2265.1838 | 2265.1838 | 1688.9188 | 1270.0025 | 675.0213 | 675.0213 | 386.1125 | 363.4287 | 230.3162 | 140.3288 | 49.91 | 0
CT 4 | 1761 | 1761 | 1761 | 1573 | 1573 | 1573 | 1573 | 1559 | 1559 | 1559 | 1559 | 1559 | 1559 | 1559 | 1509.0052 | 1509.0052 | 1509.0052 | 1509.0052 | 1509.0052 | 1509.0052 | 1509.0052 | 1466.2129 | 1466.2129 | 1466.2129 | 1466.2129 | 1466.2129 | 1466.2129 | 1466.2129 | 1466.2129 | 1466.2129 | 1466.2129 | 1424.2307 | 1283.562 | 1283.562 | 1194.7724 | 1194.7724 | 1194.7724 | 934.8312 | 934.8312 | 934.8312 | 229.5154
CT 5 | 184 | 184 | 184 | 184 | 184 | 184 | 184 | 184 | 184 | 184 | 54 | 54 | 54 | 54 | 54 | 54 | 54 | 54 | 54 | 54 | 54 | 54 | 54 | 54 | 54 | 54 | 54 | 54 | 54 | 54 | 54 | 54 | 54 | 54 | 54 | 54 | 54 | 54 | 54 | 54 | 54
MW new installs
CT 1 |  | 0 | 0 | 0 | 0 | 0 | 0 | 0 | 0 | 61 | 0 | 302 | 0 | -5.0512 | -39.9488 | -331.0875 | 0 | 0 | 0 | -264.0712 | -119.1937 | -49.995 | 0 | -50.31 | 0 | -47.115 | 0 | 0 | -1.5862 | 0 | 0 | 0 | 0 | 0 | 0 | 0 | 0 | 0 | 0 | 0 | -142.1775
CT 2 |  | 0 | 0 | 1881 | 1119 | 0 | 0 | 0 | 0 | 0 | 0 | 1000 | 0 | 0 | 0 | 0 | 0 | 0 | 0 | 0 | 0 | 0 | 0 | 0 | 0 | -57.1388 | 0 | 107.9474 | 261.5374 | 154.633 | 153.8742 | 582.5062 | 332.0725 | 930.2782 | 191.9205 | 508.4784 | 136.2544 | 91.6855 | 36.9397 | -623.0897 | -349.1879
CT 3 |  | 0 | 0 | -589 | 0 | 0 | 0 | 0 | 0 | 0 | 0 | 0 | 0 | 0 | 0 | 0 | 0 | 0 | 0 | 0 | 0 | 0 | 0 | 0 | 0 | 0 | -20.8162 | 0 | 0 | 0 | 0 | -576.265 | -418.9162 | -594.9813 | 0 | -288.9087 | -22.6838 | -133.1125 | -89.9875 | -90.4188 | -49.91
CT 4 |  | 0 | 0 | -188 | 0 | 0 | 0 | -14 | 0 | 0 | 0 | 0 | 0 | 0 | -49.9948 | 0 | 0 | 0 | 0 | 0 | 0 | -42.7923 | 0 | 0 | 0 | 0 | 0 | 0 | 0 | 0 | 0 | -41.9822 | -140.6687 | 0 | -88.7896 | 0 | 0 | -259.9412 | 0 | 0 | -705.3157
CT 5 |  | 0 | 0 | 0 | 0 | 0 | 0 | 0 | 0 | 0 | -130 | 0 | 0 | 0 | 0 | 0 | 0 | 0 | 0 | 0 | 0 | 0 | 0 | 0 | 0 | 0 | 0 | 0 | 0 | 0 | 0 | 0 | 0 | 0 | 0 | 0 | 0 | 0 | 0 | 0 | 0
> Prexisting or retiring, use CT3 and 4.
over 3500 MW of these retiring in future years.
>Majority of new is CT 2.