## About
FPC Flexibility Points Provided Per Unit Peaker Capacity
FPC Flexibility Points Provided per Unit Pumped Hydro
FPC Flexibility Points Provided per Unit Battery Storage
FPC Flexibility Points Provided per Unit Demand Response Capacity
FPC Flexibility Points Provided per Unit Transmission Capacity Across Modeled Region Border
FPC Flexibility Points Provided per Electric Vehicle
FPC BAU Transmission Connectivity Coefficient
FPC Curtailment Third Order Coeff
FPC Curtailment Second Order Coeff
FPC Curtailment First Order Coeff
FPC Curtailment Zeroth Order Coeff
FPC Target Maximum Fraction of Flexibility Points Used
Source: | Main source
California Public Utilities Commission
2019-2020 Preliminary Results in the Integrated Resource Plan and Long Term Procurement Plan (IRP-LTPP) process
Data released as part of 10/8/19 Preliminary Results Workshop
"resource_build.csv" spreadsheet in the results available from the RESOLVE model resource page
By selecting the "Resolve Model and Results Package Download" option from the following web link
https://www.cpuc.ca.gov/General.aspx?id=6442462824
California Public Utilities Commission
2019-20 IRP: Preliminary Results
Staff presentation (CPUC Energy Division)
2019 (October 4th)
https://www.cpuc.ca.gov/uploadedFiles/CPUCWebsite/Content/UtilitiesIndustries/Energy/EnergyPrograms/ElectPowerProcurementGeneration/irp/2018/2019%20IRP%20Preliminary%20Results%2020191004.pdf
Energy & Environmental Economics, Inc.
2019-10-01
RESOLVE model documentation - "Proposed Inputs & Assumptions: 2019-2020 Integrated Resource Planning"
https://www.cpuc.ca.gov/uploadedFiles/CPUCWebsite/Content/UtilitiesIndustries/Energy/EnergyPrograms/ElectPowerProcurementGeneration/irp/2018/Prelim_Results_Proposed_Inputs_and_Assumptions_2019-2020_10-4-19.pdf
Demand response
Lawrence Berkeley National Laboratory
2025 California Demand Response Potential Study. Final Report on Phase 2 Results.
March 1, 2017.
Report download -- https://www.cpuc.ca.gov/WorkArea/DownloadAsset.aspx?id=6442452698
Further information -- http://www.cpuc.ca.gov/General.aspx?id=10622.
Notes
Flexibility resources help grid managers maintain reliable power supply.
The electric grid has always been somewhat flexible in order to meet variable electricity demand in every instant.
But increasing variability and ramping requirements introduced by a cleaner, more modern power system means system flexibility is poised to become more and more valuable.
In the California IRP (the Integrated Resource Plan and Long Term Procurement Plan process), flexibility resources are a contributor to
resource adequacy (i.e. adequate resources to provide reliable supply).
Resource adequacy at the statewide level is currently under consideration.
Resource adequacy at the local level remains a topic of study.
Annotated excerpts from the IRP are given at the "IRP Background" tab
as the basis for the input values shown at "Flexibility Points by Tech"
with the exception "Demand Response" which is treated at the tab of the same name.
About transmission.
California's transmission system is complex and we found limited information at the system wide level (see folder BTC).
Furthermore, transmission upgrades are not included in the main case as among the optimized selected resources.
This is an area of continuing study.
The transmission connectivity coefficient is not employed at present. |  | 1
It is set at a value of one so it does not affect results.

## Flexibility Points by Tech
Procedure for Flexibility Points per Unit for Various Technologies
Flexbility points provided
Peaker plant (natural gas / petroleum) | 1
Battery storage | 1
Demand Response | 0.72464
Other sources
Pumped hydro | 0 | Pump hydro storage is a potential source of flexibility. Basis for the zero value chosen explain at the "IRP Background" tab (zero value links to relevant section of the worksheet.
Evs | 0 | Not considered as a separate type of flexibility resource -- implicitly recognized as an element of the DR-shift supply
Tranmission | 0 | Not considered an option for improving resource adequacy, supply flexibility, in the present IRP. Likely to apply when local resource adequacy is considered, but set at zero for statewide adequacy.

## IRP Background
Peaker plant
Natural gas (and petroleum) peaker plants provide an existing source of flexibility.
Each MW of natural gas peaker capacity is defined as providing one flexibility point, and other sources defined in relation to this value.
Flexibility points provided
Peaker plant (natural gas / petroleum) | 1
Battery storage
Curtailment of solar PV provides another source of flexibility, supply flexibility, the ability to suspend in instances of overgeneration.
However, the model separately calculates this provision of flexibility -- by curtailable solar PV.
This effect is captured and calculated implicitly by the curtailment calculation.
With the plunging cost of battery storage, new optimization results show battery storge playing a dominant role in ensuring
resource adequacy.
This following slide showcases how, in the BAU scenario (46 MMT limit for the sector, statewide), battery storage is the primary flexibility solution
selected by the optimization model RESOLVE. It states:
"shortfall met with predominantly new battery storage and solar resources" (emphasis added)
The preceding slide refers to the "ELCC" of batteries. This refers to the fact that additional battery storage contributes to
flexibility/resource adequacy differently depending on the system context.
The EPS model structure does not currently allow for varying flexibility point provision. Battery storage is treated as equivalent, for flexibility.
Flexbility points provided
Battery storage | 1
The curtailment equation is parameterized such that the Energy Innovation scenario produces the "proper"
(proper in the sense of reflecting the latest IRP modeling) curtailment as a function of additional storage.
The overall resource adequacy requirement is handled by in effect imported the reliability requirements indicated by RESOLVE.
See the BAU Grid Battery Storage folder (BGrBSC) for more about storage
Pumped hydro
Pumped hydro provide system flexibility.
However, two factors lead to its value being defined as zero for this exercise.
1) Pumped hydro is not selected as part of the optimal mix in the IRP modeling.
2) The EPS does not allow users to add pumped hydro capacity.
Flexibility points
Pumped hydro | 0
The next slide introduces the concept of the variable value of storage, and following excerpts provide more key
background information.
Per the following slide:
"Batteries + solar is an untested reliability paradigm and the combined capacity contribution of these resources has significant uncertainty."
2030 solar added at 38 MMT GHG limit.
Short cut method to calculating additional solar in 38 MMT case
Treat solar PV rooftop and distributed storage as behind the meter. Focus on system renewables.
additional solar in 38 MMT case |  | 6000 | MW of capacity added

## Distributed solar
See the variable BAU distributed electricity quantities for details (in the buildings folder, "BDEQ")
| 2015 | 2016 | 2017 | 2018 | 2019 | 2020 | 2021 | 2022 | 2023 | 2024 | 2025 | 2026 | 2027 | 2028 | 2029 | 2030
MW of BTM solar PV / rooftop PV | 6314100.2551 | 8694704.3371 | 10832960.3137 | 14727307.9467 | 16788198.9511 | 18849089.9556 | 20909980.96 | 22970871.9645 | 25031762.9689 | 27092653.9734 | 29153544.9778 | 31214435.9822 | 33275326.9867 | 35336217.9911 | 37397108.9956 | 39458000

## Curtailment Calculations
Flexibility points consumed
| 2020 | 2022 | 2026 | 2030 | 2030
| 46 MMT case | 46 MMT case | 46 MMT case | 46 MMT case | 38 MMT case
| 2020 solar | 2022 solar | 2026 solar | 2030 solar | 2030 solar at 38 MMT
MW of utility scale solar | 19805.51 | 32177.83 | 32897.78 | 35314.29 | 41314.29
| 18849.09 | 22970.872 | 31214.436 | 39458 | 39458
sum of solar (consuming flexibilty points) | 38654.6 | 55148.702 | 64112.216 | 74772.29 | 80772.29
Flexibility points available
Storage | 1995.0085 | 5728.8132 | 10031.8826 | 12398.2954 | 15992.0754
Peakers | 20387.92 | 20660.92 | 21238.92 | 17791.1 | 17791.1
Demand Response | #REF! | #REF! | #REF! | #REF! | #REF!
Sum of flexibility points available | #REF! | #REF! | #REF! | #REF! | #REF!
Ratio of flexibility consumed over flexibility points available | #REF! | #REF! | #REF! | #REF! | #REF!
Curtailment
Curtailment (MWh) | 462667.25 | 7700506.18 | 4552058.14 | 5552749.85 | 6971255.91
% | 0.572% | 6.764% | 3.904% | 4.66% | 5.095%
Plot
Ratio | #REF! | #REF! | #REF! | #REF! | #REF!
Curtailment Rate | 0.572% | 6.764% | 3.904% | 4.66% | 5.095%

## Curtailment rates IRP modeling
zone | period | rps_eligible_gen_mwh | scheduled_curtailment_mwh | Subhourly_Downward_LF_Energy_MWh | rps_storage_losses_mwh | rps_target_mwh | rps_banked_mwh | rps_constraint_dual_$ | rps_nonmodeled_mwh | rps_net_bank_spent_mwh | rps_previously_banked_mwh | pipeline_biogas_generation_mwh | pipeline_biogas_cost_$_per_year | pipeline_biogas_max_dual_$_per_mmbtu | rps_unbundled_fraction_limit_dual_$_per_mwh | rps_target_before_ee_mwh
CAISO | 2020 | 80890299.06 | 255331.68 | 207335.57 | 482819.74 | 65867952.41 |  | 0 | 2847608.82 | 0 | 0 | 0 | 0 | 0 | 0 | 65867952.41
CAISO | 2022 | 113848053.8 | 6664869.76 | 1035636.42 | 1977393.53 | 76693566.26 |  | 0 | 2847608.82 | 1724331.62 | 1724331.62 | 0 | 0 | 0 | 0 | 76693566.26
CAISO | 2026 | 116608808.28 | 3904115.29 | 647942.85 | 2909465.63 | 97627362.17 |  | 0 | 2847608.82 | 23712970.1 | 23712970.1 | 0 | 0 | 0 | 0 | 97627362.17
CAISO | 2030 | 119165398.93 | 4779269.45 | 773480.4 | 3907341.99 | 116763872.3 |  | 0 | 2847608.82 | 0 | 0 | 0 | 0 | 0 | 0 | 116763872.3
CAISO | 2045 | 282176630.76 | 35078361.01 | 2340994.69 | 24111849.24 | 212686892.58 |  | 0 | 1307955.6 | 0 | 0 | 0 | 0 | 0 | 0 | 212686892.58
| 2020 | 0.0057197 | 462667.25
| 2022 | 0.067638 | 7700506.18
| 2026 | 0.039037 | 4552058.14
| 2030 | 0.046597 | 5552749.85
| 2045 | 0.13261
38 MMT scenario (using rps summary csv)
zone | period | rps_eligible_gen_mwh | scheduled_curtailment_mwh | Subhourly_Downward_LF_Energy_MWh | rps_storage_losses_mwh | rps_target_mwh | rps_banked_mwh | rps_constraint_dual_$ | rps_nonmodeled_mwh | rps_net_bank_spent_mwh | rps_previously_banked_mwh | pipeline_biogas_generation_mwh | pipeline_biogas_cost_$_per_year | pipeline_biogas_max_dual_$_per_mmbtu | rps_unbundled_fraction_limit_dual_$_per_mwh | rps_target_before_ee_mwh
CAISO | 2020 | 80895892.76 | 249737.98 | 207381.26 | 484897.7 | 65867952.41 |  | 0 | 2847608.82 | 0 | 0 | 0 | 0 | 0 | 0 | 65867952.41
CAISO | 2022 | 116919315.17 | 7556136.14 | 1053926.61 | 2091767.32 | 76693566.26 |  | 0 | 2847608.82 | 1724331.62 | 1724331.62 | 0 | 0 | 0 | 0 | 76693566.26
CAISO | 2026 | 119856249.21 | 4619202.1 | 675260.08 | 3022860.82 | 97627362.17 |  | 0 | 2847608.82 | 23712970.1 | 23712970.1 | 0 | 0 | 0 | 0 | 97627362.17
CAISO | 2030 | 136826566.04 | 6084950.31 | 886305.6 | 5846256.32 | 116763872.3 |  | 0 | 2847608.82 | 0 | 0 | 0 | 0 | 0 | 0 | 116763872.3
CAISO | 2045 | 281500620.79 | 36180562.43 | 2327570.69 | 23415490.07 | 212686892.58 |  | 0 | 1307955.6 | 0 | 0 | 0 | 0 | 0 | 0 | 212686892.58
| 2020 | 0.0056507 | 457119.24
| 2022 | 0.073641 | 8610062.75
| 2026 | 0.044173 | 5294462.18
| 2030 | 0.05095 | 6971255.91
| 2045 | 0.1368 | 38508133.12

## Demand Response
Flexibility Points provided
Demand Response - Shift or Shed | 0.72464
1)
Whereas there is an efficiency loss associated with battery storage, demand response - shift efficiency is assumed to entail no efficiency penalty, for reasons outlined below.
2)
The units for DR are adjusted as below.
1) Efficiency
"It is also assumed that there is no efficiency loss (emphasis added) penalty incurred by shifting loads to other times of the day."
scalar | 1.38

## Storage time series
Utility scale - battery storage - resource build (additions to baseline)
MW of storage (See BAU Grid Battery Storage variable spreadsheet for details)
New build exclusively
| 46 MMT | 46 MMT | 38 MMT | 38 MMT
2020 | 833.21 | 833.21 | 833.21 | 833.21
2022 | 3954.86 | 3954.86 | 3012.5 | 3012.5
2026 | 7734.02 | 7734.02 | 6857.9 | 6857.9
2030 | 9773.79 | 9300 | 13367.57 | 13900
Convert time period above to annual estimates using linear interpolation
New build time series |  |  |  |  | Baseline amount | Sum in BAU (46 MMT) | Sum in 38 MMT
|  | annual increment to next period for 46 MMT scenario | annual increment to next period for 46 MMT scenario |  | Baseline (in front of meter)
2020 | 833.21 |  |  |  | 1161.7985 | 1995.0085 | 1995.0085
2021 | 2394.035 |  |  |  | 1593.9592 | 3987.9942 | 3987.9942
2022 | 3954.86 | 944.79 |  |  | 1773.9532 | 5728.8132 | 5728.8132
| 4899.65 |  |  |  | 1978.9472 | 6878.5972 | 6878.5972
| 5844.44 |  |  |  | 2134.5412 | 7978.9812 | 7978.9812
| 6789.23 |  |  |  | 2216.2019 | 9005.4319 | 9005.4319
2026 | 7734.02 | 509.9425 | 1408.3875 |  | 2297.8626 | 10031.8826 | 10031.8826
| 8243.9625 |  |  | 9142.4075 | 2379.5233 | 10623.4858 | 11521.9308
| 8753.905 |  |  | 10550.795 | 2461.184 | 11215.089 | 13011.979
| 9263.8475 |  |  | 11959.1825 | 2542.8447 | 11806.6922 | 14502.0272
2030 | 9773.79 |  |  | 13367.57 | 2624.5054 | 12398.2954 | 15992.0754

## 46 MMT resource build
period | resource | zone | contract | technology | planned_capacity_mw | new_build_mw | cumulative_new_build_mw | operational_capacity_mw | transmission_zone | fully_deliverable_capacity_mw | energy_only_capacity_mw | new_build_flexible_load_capacity_mwh_per_day | total_flexible_load_capacity_mwh_per_day | hydrogen_electrolysis_capacity_mw | capacity_limit_dual_$ | unit_size_mw | operational_units | capital_cost_$ | fixed_o_and_m_cost_$ | period_discount_factor | operational_planned_capacity_mw | retired_planned_capacity_mw | operational_new_capacity_mw | retired_new_capacity_mw | min_cumulative_new_build_mw
2020 | CAISO_CHP | CAISO | CAISO | CAISO_CHP | 2296.02 |  |  | 2296.02 | [10 empty] | 0 | 1.4762 | 2296.02
2020 | CAISO_Nuclear | CAISO | CAISO | CAISO_Nuclear | 2935 |  |  | 2935 | [10 empty] | 0 | 1.4762 | 2935
2020 | CAISO_CCGT1 | CAISO | CAISO | CAISO_CCGT1 | 12049.47 |  |  | 12049.47 | [7 empty] | 532.4 | 22.63 |  | 133928841.7 | 1.4762 | 12049.47 | 0
2020 | CAISO_CCGT2 | CAISO | CAISO | CAISO_CCGT2 | 2927.93 |  |  | 2927.93 | [7 empty] | 187.53 | 15.61 |  | 32543694.74 | 1.4762 | 2927.93 | 0
2020 | CAISO_Coal | CAISO | CAISO | CAISO_Coal | 480 |  |  | 480 | [7 empty] | 849.97 | 0.56 |  | 0 | 1.4762 | 480
2020 | CAISO_Peaker1 | CAISO | CAISO | CAISO_Peaker1 | 4913.93 |  |  | 4913.93 | [7 empty] | 67.59 | 72.7 |  | 67294545.83 | 1.4762 | 4913.93 | 0
2020 | CAISO_Peaker2 | CAISO | CAISO | CAISO_Peaker2 | 3682.71 |  |  | 3682.71 | [7 empty] | 53 | 69.48 |  | 50433420.27 | 1.4762 | 3682.71 | 0
2020 | CAISO_Advanced_CCGT | CAISO | CAISO | CAISO_Advanced_CCGT | 0 | 0 | 0 | 0 | [7 empty] | 600 | 0 | 0 | 0 | 1.4762 | 0 | 0 | 0 | 0 | 0
2020 | CAISO_Aero_CT | CAISO | CAISO | CAISO_Aero_CT | 0 | 0 | 0 | 0 | [7 empty] | 100 | 0 | 0 | 0 | 1.4762 | 0 | 0 | 0 | 0 | 0
2020 | CAISO_Reciprocating_Engine | CAISO | CAISO | CAISO_Reciprocating_Engine | 255.3 | 0 | 0 | 255.3 | [7 empty] | 10.36 | 24.65 | 0 | 3496243.85 | 1.4762 | 255.3 | 0 | 0 | 0 | 0
2020 | CAISO_ST | CAISO | CAISO | CAISO_ST | 4577.22 |  |  | 4577.22 | [7 empty] | 341.83 | 13.39 |  | 50875413.84 | 1.4762 | 4577.22
2020 | NW_Nuclear | NW | NW | NW_Nuclear | 1756.56 |  |  | 1756.56 | [10 empty] | 0 | 1.4762 | 1756.56
2020 | NW_Coal | NW | NW | NW_Coal | 10664.8 |  |  | 10664.8 | [7 empty] | 367.75 | 29 |  | 0 | 1.4762 | 10664.8
2020 | NW_CCGT | NW | NW | NW_CCGT | 9068.31 |  |  | 9068.31 | [7 empty] | 341.91 | 26.52 |  | 0 | 1.4762 | 9068.31
2020 | NW_Peaker | NW | NW | NW_Peaker | 2993.17 |  |  | 2993.17 | [7 empty] | 29.06 | 103 |  | 0 | 1.4762 | 2993.17
2020 | SW_Nuclear | SW | SW | SW_Nuclear | 2998 |  |  | 2998 | [10 empty] | 0 | 1.4762 | 2998
2020 | SW_Coal | SW | SW | SW_Coal | 7167.6 |  |  | 7167.6 | [7 empty] | 409.46 | 17.5 |  | 0 | 1.4762 | 7167.6
2020 | SW_CCGT | SW | SW | SW_CCGT | 17015.1 |  |  | 17015.1 | [7 empty] | 344.28 | 49.42 |  | 0 | 1.4762 | 17015.1
2020 | SW_Peaker | SW | SW | SW_Peaker | 5989.12 |  |  | 5989.12 | [7 empty] | 47.78 | 125.34 |  | 0 | 1.4762 | 5989.12
2020 | SW_ST | SW | SW | SW_ST | 1611.5 |  |  | 1611.5 | [7 empty] | 92.71 | 17.38 |  | 0 | 1.4762 | 1611.5
2020 | LDWP_Nuclear | LDWP | LDWP | LDWP_Nuclear | 407 |  |  | 407 | [10 empty] | 0 | 1.4762 | 407
2020 | LDWP_Coal | LDWP | LDWP | LDWP_Coal | 1699.94 |  |  | 1699.94 | [7 empty] | 849.97 | 2 |  | 0 | 1.4762 | 1699.94
2020 | LDWP_CCGT | LDWP | LDWP | LDWP_CCGT | 2291.7 |  |  | 2291.7 | [7 empty] | 385.96 | 5.94 |  | 0 | 1.4762 | 2291.7
2020 | LDWP_Peaker | LDWP | LDWP | LDWP_Peaker | 1545 |  |  | 1545 | [7 empty] | 82.35 | 18.76 |  | 0 | 1.4762 | 1545
2020 | LDWP_ST | LDWP | LDWP | LDWP_ST | 992 |  |  | 992 | [7 empty] | 110.22 | 9 |  | 0 | 1.4762 | 992
2020 | IID_CCGT | IID | IID | IID_CCGT | 255.3 |  |  | 255.3 | [7 empty] | 127.65 | 2 |  | 0 | 1.4762 | 255.3
2020 | IID_Peaker | IID | IID | IID_Peaker | 397 |  |  | 397 | [7 empty] | 36.09 | 11 |  | 0 | 1.4762 | 397
2020 | BANC_CCGT | BANC | BANC | BANC_CCGT | 1863.1 |  |  | 1863.1 | [7 empty] | 207.01 | 9 |  | 0 | 1.4762 | 1863.1
2020 | BANC_Peaker | BANC | BANC | BANC_Peaker | 866.99 |  |  | 866.99 | [7 empty] | 34.68 | 25 |  | 0 | 1.4762 | 866.99
2020 | BANC_Biomass_for_Other | BANC | BANC | Biomass | 0 |  |  | 0 | [10 empty] | 0 | 1.4762 | 0
2020 | BANC_Geothermal_for_Other | BANC | BANC | Geothermal | 0 |  |  | 0 | [10 empty] | 0 | 1.4762 | 0
2020 | CAISO_Biomass_for_Other | CAISO | CAISO | Biomass | 11.7 |  |  | 11.7 | [10 empty] | 0 | 1.4762 | 11.7
2020 | CAISO_Geothermal_for_Other | CAISO | CAISO | Geothermal | 38.67 |  |  | 38.67 | [10 empty] | 0 | 1.4762 | 38.67
2020 | IID_Biomass_for_Other | IID | IID | Biomass | 0 |  |  | 0 | [10 empty] | 0 | 1.4762 | 0
2020 | IID_Geothermal_for_Other | IID | IID | Geothermal | 4 |  |  | 4 | [10 empty] | 0 | 1.4762 | 4
2020 | LDWP_Biomass_for_Other | LDWP | LDWP | Biomass | 0 |  |  | 0 | [10 empty] | 0 | 1.4762 | 0
2020 | LDWP_Geothermal_for_Other | LDWP | LDWP | Geothermal | 147.26 |  |  | 147.26 | [10 empty] | 0 | 1.4762 | 147.26
2020 | NW_Biomass_for_Other | NW | NW | Biomass | 599.71 |  |  | 599.71 | [10 empty] | 0 | 1.4762 | 599.71
2020 | NW_Geothermal_for_Other | NW | NW | Geothermal | 103.85 |  |  | 103.85 | [10 empty] | 0 | 1.4762 | 103.85
2020 | SW_Biomass_for_Other | SW | SW | Biomass | 37.4 |  |  | 37.4 | [10 empty] | 0 | 1.4762 | 37.4
2020 | SW_Geothermal_for_Other | SW | SW | Geothermal | 406.91 |  |  | 406.91 | [10 empty] | 0 | 1.4762 | 406.91
2020 | CAISO_Biomass_for_CAISO | CAISO | CAISO | Biomass | 890.95 |  |  | 890.95 | [10 empty] | 0 | 1.4762 | 890.95
2020 | CAISO_Geothermal_for_CAISO | CAISO | CAISO | Geothermal | 1812.64 |  |  | 1812.64 | [10 empty] | 0 | 1.4762 | 1812.64
2020 | IID_Geothermal_for_CAISO | IID | CAISO | Geothermal | 83 |  |  | 83 | [10 empty] | 0 | 1.4762 | 83
2020 | NW_Biomass_for_CAISO | NW | CAISO | Biomass | 46 |  |  | 46 | [10 empty] | 0 | 1.4762 | 46
2020 | NW_Geothermal_for_CAISO | NW | CAISO | Geothermal | 0 |  |  | 0 | [10 empty] | 0 | 1.4762 | 0
2020 | InState_Biomass | CAISO | CAISO | Biomass | 0 | 0 | 0 | 0 | None | 0 | 0 |  |  |  | 0 |  |  | 0 | 0 | 1.4762 | 0 |  | 0 |  | 0
2020 | CAISO_Small_Hydro_for_CAISO | CAISO | CAISO | Small_Hydro | 960.23 |  |  | 960.23 | [10 empty] | 0 | 1.4762 | 960.23
2020 | BANC_Small_Hydro_for_CAISO | BANC | CAISO | Small_Hydro | 0 |  |  | 0 | [10 empty] | 0 | 1.4762 | 0
2020 | NW_Small_Hydro_for_CAISO | NW | CAISO | Small_Hydro | 6.9 |  |  | 6.9 | [10 empty] | 0 | 1.4762 | 6.9
2020 | CAISO_Small_Hydro_for_Other | CAISO | CAISO | Small_Hydro | 13.8 |  |  | 13.8 | [10 empty] | 0 | 1.4762 | 13.8
2020 | BANC_Small_Hydro_for_Other | BANC | BANC | Small_Hydro | 0 |  |  | 0 | [10 empty] | 0 | 1.4762 | 0
2020 | IID_Small_Hydro_for_Other | IID | IID | Small_Hydro | 0 |  |  | 0 | [10 empty] | 0 | 1.4762 | 0
2020 | LDWP_Small_Hydro_for_Other | LDWP | LDWP | Small_Hydro | 0 |  |  | 0 | [10 empty] | 0 | 1.4762 | 0
2020 | NW_Small_Hydro_for_Other | NW | NW | Small_Hydro | 0 |  |  | 0 | [10 empty] | 0 | 1.4762 | 0
2020 | SW_Small_Hydro_for_Other | SW | SW | Small_Hydro | 0 |  |  | 0 | [10 empty] | 0 | 1.4762 | 0
2020 | Greater_Imperial_Geothermal | CAISO | CAISO | Geothermal | 0 | 0 | 0 | 0 | Greater_Imperial | 0 | 0 |  |  |  | 0 |  |  | 0 | 0 | 1.4762 | 0 |  | 0 |  | 0
2020 | Inyokern_North_Kramer_Geothermal | CAISO | CAISO | Geothermal | 0 | 0 | 0 | 0 | Inyokern_North_Kramer | 0 | 0 |  |  |  | 0 |  |  | 0 | 0 | 1.4762 | 0 |  | 0 |  | 0
2020 | Northern_California_Ex_Geothermal | CAISO | CAISO | Geothermal | 0 | 0 | 0 | 0 | Northern_California_Ex | 0 | 0 |  |  |  | 0 |  |  | 0 | 0 | 1.4762 | 0 |  | 0 |  | 0
2020 | Pacific_Northwest_Geothermal | CAISO | CAISO | Geothermal | 0 |  |  | 0 | [10 empty] | 0 | 1.4762 | 0
2020 | Riverside_Palm_Springs_Geothermal | CAISO | CAISO | Geothermal | 0 | 0 | 0 | 0 | Riverside_Palm_Springs | 0 | 0 |  |  |  | 0 |  |  | 0 | 0 | 1.4762 | 0 |  | 0 |  | 0
2020 | Solano_Geothermal | CAISO | CAISO | Geothermal | 0 | 0 | 0 | 0 | Solano | 0 | 0 |  |  |  | 0 |  |  | 0 | 0 | 1.4762 | 0 |  | 0 |  | 0
2020 | Southern_Nevada_Geothermal | CAISO | CAISO | Geothermal | 0 | 0 | 0 | 0 | Mountain_Pass_El_Dorado | 0 | 0 |  |  |  | 0 |  |  | 0 | 0 | 1.4762 | 0 |  | 0 |  | 0
2020 | Customer_PV | CAISO | CAISO | Customer_PV | 9827.31 |  |  | 9827.31 | [10 empty] | 0 | 1.4762 | 9827.31
2020 | BANC_Solar_for_Other | BANC | BANC | Solar | 1931.56 |  |  | 1931.56 | [10 empty] | 0 | 1.4762 | 1931.56
2020 | CAISO_Solar_for_Other | CAISO | CAISO | Solar | 12 |  |  | 12 | [10 empty] | 0 | 1.4762 | 12
2020 | IID_Solar_for_Other | IID | IID | Solar | 0 |  |  | 0 | [10 empty] | 0 | 1.4762 | 0
2020 | LDWP_Solar_for_Other | LDWP | LDWP | Solar | 1061.71 |  |  | 1061.71 | [10 empty] | 0 | 1.4762 | 1061.71
2020 | NW_Solar_for_Other | NW | NW | Solar | 563.21 |  |  | 563.21 | [10 empty] | 0 | 1.4762 | 563.21
2020 | SW_Solar_for_Other | SW | SW | Solar | 1965.3 |  |  | 1965.3 | [10 empty] | 0 | 1.4762 | 1965.3
2020 | CAISO_Solar_for_CAISO | CAISO | CAISO | Solar | 14156.83 |  |  | 14156.83 | [10 empty] | 0 | 1.4762 | 14156.83
2020 | IID_Solar_for_CAISO | IID | CAISO | Solar | 49.9 |  |  | 49.9 | [10 empty] | 0 | 1.4762 | 49.9
2020 | SW_Solar_for_CAISO | SW | CAISO | Solar | 65 |  |  | 65 | [10 empty] | 0 | 1.4762 | 65
2020 | BANC_Wind_for_Other | BANC | BANC | Wind | 0 |  |  | 0 | [10 empty] | 0 | 1.4762 | 0
2020 | CAISO_Wind_for_Other | CAISO | CAISO | Wind | 279.98 |  |  | 279.98 | [10 empty] | 0 | 1.4762 | 279.98
2020 | IID_Wind_for_Other | IID | IID | Wind | 0 |  |  | 0 | [10 empty] | 0 | 1.4762 | 0
2020 | LDWP_Wind_for_Other | LDWP | LDWP | Wind | 0 |  |  | 0 | [10 empty] | 0 | 1.4762 | 0
2020 | NW_Wind_for_Other | NW | NW | Wind | 8594.91 |  |  | 8594.91 | [10 empty] | 0 | 1.4762 | 8594.91
2020 | SW_Wind_for_Other | SW | SW | Wind | 2124.23 |  |  | 2124.23 | [10 empty] | 0 | 1.4762 | 2124.23
2020 | CAISO_Wind_for_CAISO | CAISO | CAISO | Wind | 7076.58 |  |  | 7076.58 | [10 empty] | 0 | 1.4762 | 7076.58
2020 | LDWP_Wind_for_CAISO | LDWP | CAISO | Wind | 5.09 |  |  | 5.09 | [10 empty] | 0 | 1.4762 | 5.09
2020 | NW_Wind_for_CAISO | NW | CAISO | Wind | 1417.29 |  |  | 1417.29 | [10 empty] | 0 | 1.4762 | 1417.29
2020 | SW_Wind_for_CAISO | SW | CAISO | Wind | 50.4 |  |  | 50.4 | [10 empty] | 0 | 1.4762 | 50.4
2020 | Carrizo_Solar | CAISO | CAISO | Solar | 0 | 0 | 0 | 0 | Carrizo | 0 | 0 |  |  |  | 0 |  |  | 0 | 0 | 1.4762 | 0 |  | 0 |  | 0
2020 | Carrizo_Wind | CAISO | CAISO | Wind | 0 | 0 | 0 | 0 | Carrizo | 0 | 0 |  |  |  | -134250.01 |  |  | 0 | 0 | 1.4762 | 0 |  | 0 |  | 0
2020 | Central_Valley_North_Los_Banos_Solar | CAISO | CAISO | Solar | 0 | 0 | 0 | 0 | Central_Valley_North_Los_Banos | 0 | 0 |  |  |  | 0 |  |  | 0 | 0 | 1.4762 | 0 |  | 0 |  | 0
2020 | Central_Valley_North_Los_Banos_Wind | CAISO | CAISO | Wind | 0 | 0 | 0 | 0 | Central_Valley_North_Los_Banos | 0 | 0 |  |  |  | -90912.72 |  |  | 0 | 0 | 1.4762 | 0 |  | 0 |  | 0
2020 | Distributed_Solar | CAISO | CAISO | Solar | 0 | 0 | 0 | 0 | None | 0 | 0 |  |  |  | 0 |  |  | 0 | 0 | 1.4762 | 0 |  | 0 |  | 0
2020 | Distributed_Wind | CAISO | CAISO | Wind | 0 | 0 | 0 | 0 | None | 0 | 0 |  |  |  | -107113.43 |  |  | 0 | 0 | 1.4762 | 0 |  | 0 |  | 0
2020 | Greater_Imperial_Solar | CAISO | CAISO | Solar | 0 | 0 | 0 | 0 | Greater_Imperial | 0 | 0 |  |  |  | 0 |  |  | 0 | 0 | 1.4762 | 0 |  | 0 |  | 0
2020 | Greater_Imperial_Wind | CAISO | CAISO | Wind | 0 | 0 | 0 | 0 | Greater_Imperial | 0 | 0 |  |  |  | -186845.24 |  |  | 0 | 0 | 1.4762 | 0 |  | 0 |  | 0
2020 | Greater_Kramer_Wind | CAISO | CAISO | Wind | 0 | 0 | 0 | 0 | Greater_Kramer | 0 | 0 |  |  |  | 0 |  |  | 0 | 0 | 1.4762 | 0 |  | 0 |  | 0
2020 | Humboldt_Wind | CAISO | CAISO | Wind | 0 | 0 | 0 | 0 | Humboldt | 0 | 0 |  |  |  | -156473.92 |  |  | 0 | 0 | 1.4762 | 0 |  | 0 |  | 0
2020 | Inyokern_North_Kramer_Solar | CAISO | CAISO | Solar | 0 | 0 | 0 | 0 | Inyokern_North_Kramer | 0 | 0 |  |  |  | 0 |  |  | 0 | 0 | 1.4762 | 0 |  | 0 |  | 0
2020 | Kern_Greater_Carrizo_Solar | CAISO | CAISO | Solar | 0 | 0 | 0 | 0 | Kern_Greater_Carrizo | 0 | 0 |  |  |  | 0 |  |  | 0 | 0 | 1.4762 | 0 |  | 0 |  | 0
2020 | Kern_Greater_Carrizo_Wind | CAISO | CAISO | Wind | 0 | 0 | 0 | 0 | Kern_Greater_Carrizo | 0 | 0 |  |  |  | -119158.46 |  |  | 0 | 0 | 1.4762 | 0 |  | 0 |  | 0
2020 | Kramer_Inyokern_Ex_Solar | CAISO | CAISO | Solar | 0 | 0 | 0 | 0 | Kramer_Inyokern_Ex | 0 | 0 |  |  |  | 0 |  |  | 0 | 0 | 1.4762 | 0 |  | 0 |  | 0
2020 | Kramer_Inyokern_Ex_Wind | CAISO | CAISO | Wind | 0 | 0 | 0 | 0 | Kramer_Inyokern_Ex | 0 | 0 |  |  |  | -118133.88 |  |  | 0 | 0 | 1.4762 | 0 |  | 0 |  | 0
2020 | North_Victor_Solar | CAISO | CAISO | Solar | 0 | 0 | 0 | 0 | North_Victor | 0 | 0 |  |  |  | 0 |  |  | 0 | 0 | 1.4762 | 0 |  | 0 |  | 0
2020 | Northern_California_Ex_Solar | CAISO | CAISO | Solar | 0 | 0 | 0 | 0 | Northern_California_Ex | 0 | 0 |  |  |  | 0 |  |  | 0 | 0 | 1.4762 | 0 |  | 0 |  | 0
2020 | Northern_California_Ex_Wind | CAISO | CAISO | Wind | 0 | 0 | 0 | 0 | Northern_California_Ex | 0 | 0 |  |  |  | -130524.05 |  |  | 0 | 0 | 1.4762 | 0 |  | 0 |  | 0
2020 | NW_Ext_Tx_Wind | CAISO | CAISO | Wind | 0 | 0 | 0 | 0 | Sacramento_River | 0 | 0 |  |  |  | -90804.35 |  |  | 0 | 0 | 1.4762 | 0 |  | 0 |  | 0
2020 | Riverside_Palm_Springs_Solar | CAISO | CAISO | Solar | 0 | 0 | 0 | 0 | Riverside_Palm_Springs | 0 | 0 |  |  |  | 0 |  |  | 0 | 0 | 1.4762 | 0 |  | 0 |  | 0
2020 | Sacramento_River_Solar | CAISO | CAISO | Solar | 0 | 0 | 0 | 0 | Sacramento_River | 0 | 0 |  |  |  | 0 |  |  | 0 | 0 | 1.4762 | 0 |  | 0 |  | 0
2020 | Sacramento_River_Wind | CAISO | CAISO | Wind | 0 |  |  | 0 | [10 empty] | 0 | 1.4762 | 0
2020 | SCADSNV_Solar | CAISO | CAISO | Solar | 0 | 0 | 0 | 0 | SCADSNV | 0 | 0 |  |  |  | 0 |  |  | 0 | 0 | 1.4762 | 0 |  | 0 |  | 0
2020 | SCADSNV_Wind | CAISO | CAISO | Wind | 0 | 0 | 0 | 0 | SCADSNV | 0 | 0 |  |  |  | 0 |  |  | 0 | 0 | 1.4762 | 0 |  | 0 |  | 0
2020 | Solano_Solar | CAISO | CAISO | Solar | 0 | 0 | 0 | 0 | Solano | 0 | 0 |  |  |  | 0 |  |  | 0 | 0 | 1.4762 | 0 |  | 0 |  | 0
2020 | Solano_subzone_Solar | CAISO | CAISO | Solar | 0 | 0 | 0 | 0 | Solano_subzone | 0 | 0 |  |  |  | 0 |  |  | 0 | 0 | 1.4762 | 0 |  | 0 |  | 0
2020 | Solano_subzone_Wind | CAISO | CAISO | Wind | 0 | 0 | 0 | 0 | Solano_subzone | 0 | 0 |  |  |  | 0 |  |  | 0 | 0 | 1.4762 | 0 |  | 0 |  | 0
2020 | Solano_Wind | CAISO | CAISO | Wind | 0 | 0 | 0 | 0 | Solano | 0 | 0 |  |  |  | -136096.32 |  |  | 0 | 0 | 1.4762 | 0 |  | 0 |  | 0
2020 | Southern_California_Desert_Ex_Solar | CAISO | CAISO | Solar | 0 | 0 | 0 | 0 | Southern_California_Desert_Ex | 0 | 0 |  |  |  | 0 |  |  | 0 | 0 | 1.4762 | 0 |  | 0 |  | 0
2020 | Southern_California_Desert_Ex_Wind | CAISO | CAISO | Wind | 0 | 0 | 0 | 0 | Southern_California_Desert_Ex | 0 | 0 |  |  |  | -79794.67 |  |  | 0 | 0 | 1.4762 | 0 |  | 0 |  | 0
2020 | Southern_Nevada_Solar | CAISO | CAISO | Solar | 0 | 0 | 0 | 0 | GLW_VEA | 0 | 0 |  |  |  | 0 |  |  | 0 | 0 | 1.4762 | 0 |  | 0 |  | 0
2020 | Southern_Nevada_Wind | CAISO | CAISO | Wind | 0 | 0 | 0 | 0 | GLW_VEA | 0 | 0 |  |  |  | -99798.8 |  |  | 0 | 0 | 1.4762 | 0 |  | 0 |  | 0
2020 | SW_Ext_Tx_Wind | CAISO | CAISO | Wind | 0 | 0 | 0 | 0 | Riverside_Palm_Springs | 0 | 0 |  |  |  | -117530.63 |  |  | 0 | 0 | 1.4762 | 0 |  | 0 |  | 0
2020 | Tehachapi_Ex_Solar | CAISO | CAISO | Solar | 0 | 0 | 0 | 0 | Tehachapi_Ex | 0 | 0 |  |  |  | 0 |  |  | 0 | 0 | 1.4762 | 0 |  | 0 |  | 0
2020 | Tehachapi_Solar | CAISO | CAISO | Solar | 0 | 0 | 0 | 0 | Tehachapi | 0 | 0 |  |  |  | 0 |  |  | 0 | 0 | 1.4762 | 0 |  | 0 |  | 0
2020 | Tehachapi_Wind | CAISO | CAISO | Wind | 0 | 0 | 0 | 0 | Tehachapi | 0 | 0 |  |  |  | -171743.25 |  |  | 0 | 0 | 1.4762 | 0 |  | 0 |  | 0
2020 | Westlands_Ex_Solar | CAISO | CAISO | Solar | 0 | 0 | 0 | 0 | Westlands_Ex | 0 | 0 |  |  |  | 0 |  |  | 0 | 0 | 1.4762 | 0 |  | 0 |  | 0
2020 | Westlands_Ex_Wind | CAISO | CAISO | Wind | 0 |  |  | 0 | [10 empty] | 0 | 1.4762 | 0
2020 | Westlands_Solar | CAISO | CAISO | Solar | 0 | 0 | 0 | 0 | Westlands | 0 | 0 |  |  |  | 0 |  |  | 0 | 0 | 1.4762 | 0 |  | 0 |  | 0
2020 | Arizona_Solar | CAISO | CAISO | Solar | 0 |  |  | 0 | [10 empty] | 0 | 1.4762 | 0
2020 | Arizona_Wind | CAISO | CAISO | Wind | 0 |  |  | 0 | [10 empty] | 0 | 1.4762 | 0
2020 | Baja_California_Solar | CAISO | CAISO | Solar | 0 |  |  | 0 | [10 empty] | 0 | 1.4762 | 0
2020 | Baja_California_Wind | CAISO | CAISO | Wind | 0 |  |  | 0 | [10 empty] | 0 | 1.4762 | 0
2020 | Idaho_Wind | CAISO | CAISO | Wind | 0 |  |  | 0 | [10 empty] | 0 | 1.4762 | 0
2020 | New_Mexico_Solar | CAISO | CAISO | Solar | 0 |  |  | 0 | [10 empty] | 0 | 1.4762 | 0
2020 | New_Mexico_Wind | CAISO | CAISO | Wind | 0 |  |  | 0 | [10 empty] | 0 | 1.4762 | 0
2020 | Utah_Solar | CAISO | CAISO | Solar | 0 |  |  | 0 | [10 empty] | 0 | 1.4762 | 0
2020 | Utah_Wind | CAISO | CAISO | Wind | 0 |  |  | 0 | [10 empty] | 0 | 1.4762 | 0
2020 | Wyoming_Wind | CAISO | CAISO | Wind | 0 |  |  | 0 | [10 empty] | 0 | 1.4762 | 0
2020 | Pacific_Northwest_Wind | CAISO | CAISO | Wind | 0 |  |  | 0 | [10 empty] | 0 | 1.4762 | 0
2020 | Cape_Mendocino_Offshore_Wind | CAISO | CAISO | Offshore_Wind | 0 |  |  | 0 | [10 empty] | 0 | 1.4762 | 0
2020 | Del_Norte_Offshore_Wind | CAISO | CAISO | Offshore_Wind | 0 |  |  | 0 | [10 empty] | 0 | 1.4762 | 0
2020 | Diablo_Canyon_Offshore_Wind | CAISO | CAISO | Offshore_Wind | 0 |  |  | 0 | [10 empty] | 0 | 1.4762 | 0
2020 | Humboldt_Bay_Offshore_Wind | CAISO | CAISO | Offshore_Wind | 0 |  |  | 0 | [10 empty] | 0 | 1.4762 | 0
2020 | Morro_Bay_Offshore_Wind | CAISO | CAISO | Offshore_Wind | 0 |  |  | 0 | [10 empty] | 0 | 1.4762 | 0
2020 | CAISO_Existing_Pumped_Storage | CAISO | CAISO | Pumped_Hydro | 1599.2 |  |  | 1599.2 | [10 empty] | 0 | 1.4762 | 1599.2
2020 | CAISO_New_Pumped_Storage | CAISO | CAISO | Pumped_Hydro | 0 | 0 | 0 | 0 | [6 empty] | -469565.71 |  |  | 0 | 0 | 1.4762 | 0 |  | 0 |  | 0
2020 | CAISO_New_Flow_Battery | CAISO | CAISO | Flow_Battery | 0 | 0 | 0 | 0 | [6 empty] | 0 |  |  | 0 | 0 | 1.4762 | 0 |  | 0 |  | 0
2020 | CAISO_New_Flow_Battery_2 | CAISO | CAISO | Flow_Battery | 0 | 0 | 0 | 0 | [6 empty] | 0 |  |  | 0 | 0 | 1.4762 | 0 |  | 0 |  | 0
2020 | CAISO_New_Flow_Battery_3 | CAISO | CAISO | Flow_Battery | 0 | 0 | 0 | 0 | [6 empty] | 0 |  |  | 0 | 0 | 1.4762 | 0 |  | 0 |  | 0
2020 | CAISO_New_Flow_Battery_4 | CAISO | CAISO | Flow_Battery | 0 | 0 | 0 | 0 | [6 empty] | 0 |  |  | 0 | 0 | 1.4762 | 0 |  | 0 |  | 0
2020 | CAISO_New_Flow_Battery_5 | CAISO | CAISO | Flow_Battery | 0 | 0 | 0 | 0 | [9 empty] | 0 | 0 | 1.4762 | 0 |  | 0 |  | 0
2020 | CAISO_New_Li_Battery | CAISO | CAISO | Li_Battery | 0 | 833.21 | 833.21 | 833.21 | [6 empty] | 0 |  |  | 50055270.23 | 3959964.55 | 1.4762 | 0 |  | 833.21 |  | 833.21
2020 | CAISO_BTM_Li_Battery | CAISO | CAISO | BTM_Li_Battery | 721.99 | 0 | 0 | 721.99 | [6 empty] | 0 |  |  | 0 | 6884957.69 | 1.4762 | 721.99 |  | 0 |  | 0
2020 | CAISO_New_Li_Battery_2 | CAISO | CAISO | Li_Battery | 0 | 0 | 0 | 0 | [6 empty] | 0 |  |  | 0 | 0 | 1.4762 | 0 |  | 0 |  | 0
2020 | CAISO_New_Li_Battery_3 | CAISO | CAISO | Li_Battery | 0 | 0 | 0 | 0 | [6 empty] | 0 |  |  | 0 | 0 | 1.4762 | 0 |  | 0 |  | 0
2020 | CAISO_New_Li_Battery_4 | CAISO | CAISO | Li_Battery | 0 | 0 | 0 | 0 | [6 empty] | 0 |  |  | 0 | 0 | 1.4762 | 0 |  | 0 |  | 0
2020 | CAISO_New_Li_Battery_5 | CAISO | CAISO | Li_Battery | 0 | 0 | 0 | 0 | [9 empty] | 0 | 0 | 1.4762 | 0 |  | 0 |  | 0
2020 | CAISO_New_Li_Battery_6 | CAISO | CAISO | Li_Battery | 0 | 0 | 0 | 0 | [9 empty] | 0 | 0 | 1.4762 | 0 |  | 0 |  | 0
2020 | CAISO_Hydro | CAISO | CAISO | Hydro | 7070.1 |  |  | 7070.1 | [10 empty] | 0 | 1.4762 | 7070.1
2020 | NW_Hydro | NW | NW | Hydro | 31478.05 |  |  | 31478.05 | [10 empty] | 0 | 1.4762 | 31478.05
2020 | SW_Hydro | SW | SW | Hydro | 2680.31 |  |  | 2680.31 | [10 empty] | 0 | 1.4762 | 2680.31
2020 | LDWP_Hydro | LDWP | LDWP | Hydro | 233.7 |  |  | 233.7 | [10 empty] | 0 | 1.4762 | 233.7
2020 | BANC_Hydro | BANC | BANC | Hydro | 2724.06 |  |  | 2724.06 | [10 empty] | 0 | 1.4762 | 2724.06
2020 | IID_Hydro | IID | IID | Hydro | 83.5 |  |  | 83.5 | [10 empty] | 0 | 1.4762 | 83.5
2020 | NW_Hydro_for_CAISO | CAISO_NW_Hydro | CAISO_NW_Hydro | Hydro_NW_CAISO | 2851.77 |  |  | 2851.77 | [10 empty] | 0 | 1.4762 | 2851.77
2020 | Hydrogen_electrolysis | CAISO | CAISO | Hydrogen_Electrolysis | [9 empty] | 0 |  |  |  |  | 0 | 1.4762 | 0
2020 | CAISO_Shed_DR_Existing | CAISO | CAISO | CAISO_Conventional_DR | 2195.45 |  |  | 2195.45 | [7 empty] | 1 | 2195.45 |  | 0 | 1.4762 | 2195.45
2020 | CAISO_Shed_DR_Tranche1 | CAISO | CAISO | CAISO_Conventional_DR | 0 | 0 | 0 | 0 | [6 empty] | 0 | 1 | 0 | 0 | 0 | 1.4762 | 0 |  | 0 |  | 0
2020 | CAISO_Shed_DR_Tranche2 | CAISO | CAISO | CAISO_Conventional_DR | 0 | 0 | 0 | 0 | [6 empty] | 0 | 1 | 0 | 0 | 0 | 1.4762 | 0 |  | 0 |  | 0
2020 | CAISO_Shed_DR_Tranche3 | CAISO | CAISO | CAISO_Conventional_DR | 0 | 0 | 0 | 0 | [6 empty] | 0 | 1 | 0 | 0 | 0 | 1.4762 | 0 |  | 0 |  | 0
2020 | CAISO_Shed_DR_Tranche4 | CAISO | CAISO | CAISO_Conventional_DR | 0 | 0 | 0 | 0 | [6 empty] | 0 | 1 | 0 | 0 | 0 | 1.4762 | 0 |  | 0 |  | 0
2020 | CAISO_Shed_DR_Tranche5 | CAISO | CAISO | CAISO_Conventional_DR | 0 | 0 | 0 | 0 | [6 empty] | 0 | 1 | 0 | 0 | 0 | 1.4762 | 0 |  | 0 |  | 0
2020 | CAISO_Shed_DR_Tranche6 | CAISO | CAISO | CAISO_Conventional_DR | 0 | 0 | 0 | 0 | [6 empty] | 0 | 1 | 0 | 0 | 0 | 1.4762 | 0 |  | 0 |  | 0
2020 | CAISO_Shed_DR_Tranche7 | CAISO | CAISO | CAISO_Conventional_DR | 0 | 0 | 0 | 0 | [6 empty] | 0 | 1 | 0 | 0 | 0 | 1.4762 | 0 |  | 0 |  | 0
2020 | CAISO_Shed_DR_Tranche8 | CAISO | CAISO | CAISO_Conventional_DR | 0 | 0 | 0 | 0 | [6 empty] | 0 | 1 | 0 | 0 | 0 | 1.4762 | 0 |  | 0 |  | 0
2022 | CAISO_CHP | CAISO | CAISO | CAISO_CHP | 2296.02 |  |  | 2296.02 | [10 empty] | 0 | 2.6383 | 2296.02
2022 | CAISO_Nuclear | CAISO | CAISO | CAISO_Nuclear | 2935 |  |  | 2935 | [10 empty] | 0 | 2.6383 | 2935
2022 | CAISO_CCGT1 | CAISO | CAISO | CAISO_CCGT1 | 13333.47 |  |  | 13333.47 | [7 empty] | 532.4 | 25.04 |  | 148200393.3 | 2.6383 | 13333.47 | 0
2022 | CAISO_CCGT2 | CAISO | CAISO | CAISO_CCGT2 | 2927.93 |  |  | 2927.93 | [7 empty] | 187.53 | 15.61 |  | 32543694.74 | 2.6383 | 2927.93 | 0
2022 | CAISO_Coal | CAISO | CAISO | CAISO_Coal | 480 |  |  | 480 | [7 empty] | 849.97 | 0.56 |  | 0 | 2.6383 | 480
2022 | CAISO_Peaker1 | CAISO | CAISO | CAISO_Peaker1 | 4913.93 |  |  | 4913.93 | [7 empty] | 67.59 | 72.7 |  | 67294545.83 | 2.6383 | 4913.93 | 0
2022 | CAISO_Peaker2 | CAISO | CAISO | CAISO_Peaker2 | 3682.71 |  |  | 3682.71 | [7 empty] | 53 | 69.48 |  | 50433420.27 | 2.6383 | 3682.71 | 0
2022 | CAISO_Advanced_CCGT | CAISO | CAISO | CAISO_Advanced_CCGT | 0 | 0 | 0 | 0 | [7 empty] | 600 | 0 | 0 | 0 | 2.6383 | 0 | 0 | 0 | 0 | 0
2022 | CAISO_Aero_CT | CAISO | CAISO | CAISO_Aero_CT | 0 | 0 | 0 | 0 | [7 empty] | 100 | 0 | 0 | 0 | 2.6383 | 0 | 0 | 0 | 0 | 0
2022 | CAISO_Reciprocating_Engine | CAISO | CAISO | CAISO_Reciprocating_Engine | 255.3 | 0 | 0 | 255.3 | [7 empty] | 10.36 | 24.65 | 0 | 3496243.85 | 2.6383 | 255.3 | 0 | 0 | 0 | 0
2022 | CAISO_ST | CAISO | CAISO | CAISO_ST | 0 |  |  | 0 | [7 empty] | 341.83 | 0 |  | 0 | 2.6383 | 0
2022 | NW_Nuclear | NW | NW | NW_Nuclear | 1756.56 |  |  | 1756.56 | [10 empty] | 0 | 2.6383 | 1756.56
2022 | NW_Coal | NW | NW | NW_Coal | 8795.8 |  |  | 8795.8 | [7 empty] | 367.75 | 23.92 |  | 0 | 2.6383 | 8795.8
2022 | NW_CCGT | NW | NW | NW_CCGT | 9573.43 |  |  | 9573.43 | [7 empty] | 341.91 | 28 |  | 0 | 2.6383 | 9573.43
2022 | NW_Peaker | NW | NW | NW_Peaker | 2993.17 |  |  | 2993.17 | [7 empty] | 29.06 | 103 |  | 0 | 2.6383 | 2993.17
2022 | SW_Nuclear | SW | SW | SW_Nuclear | 2998 |  |  | 2998 | [10 empty] | 0 | 2.6383 | 2998
2022 | SW_Coal | SW | SW | SW_Coal | 7167.6 |  |  | 7167.6 | [7 empty] | 409.46 | 17.5 |  | 0 | 2.6383 | 7167.6
2022 | SW_CCGT | SW | SW | SW_CCGT | 17015.1 |  |  | 17015.1 | [7 empty] | 344.28 | 49.42 |  | 0 | 2.6383 | 17015.1
2022 | SW_Peaker | SW | SW | SW_Peaker | 6262.12 |  |  | 6262.12 | [7 empty] | 47.78 | 131.06 |  | 0 | 2.6383 | 6262.12
2022 | SW_ST | SW | SW | SW_ST | 1611.5 |  |  | 1611.5 | [7 empty] | 92.71 | 17.38 |  | 0 | 2.6383 | 1611.5
2022 | LDWP_Nuclear | LDWP | LDWP | LDWP_Nuclear | 407 |  |  | 407 | [10 empty] | 0 | 2.6383 | 407
2022 | LDWP_Coal | LDWP | LDWP | LDWP_Coal | 1699.94 |  |  | 1699.94 | [7 empty] | 849.97 | 2 |  | 0 | 2.6383 | 1699.94
2022 | LDWP_CCGT | LDWP | LDWP | LDWP_CCGT | 2291.7 |  |  | 2291.7 | [7 empty] | 385.96 | 5.94 |  | 0 | 2.6383 | 2291.7
2022 | LDWP_Peaker | LDWP | LDWP | LDWP_Peaker | 1545 |  |  | 1545 | [7 empty] | 82.35 | 18.76 |  | 0 | 2.6383 | 1545
2022 | LDWP_ST | LDWP | LDWP | LDWP_ST | 992 |  |  | 992 | [7 empty] | 110.22 | 9 |  | 0 | 2.6383 | 992
2022 | IID_CCGT | IID | IID | IID_CCGT | 255.3 |  |  | 255.3 | [7 empty] | 127.65 | 2 |  | 0 | 2.6383 | 255.3
2022 | IID_Peaker | IID | IID | IID_Peaker | 397 |  |  | 397 | [7 empty] | 36.09 | 11 |  | 0 | 2.6383 | 397
2022 | BANC_CCGT | BANC | BANC | BANC_CCGT | 1863.1 |  |  | 1863.1 | [7 empty] | 207.01 | 9 |  | 0 | 2.6383 | 1863.1
2022 | BANC_Peaker | BANC | BANC | BANC_Peaker | 866.99 |  |  | 866.99 | [7 empty] | 34.68 | 25 |  | 0 | 2.6383 | 866.99
2022 | BANC_Biomass_for_Other | BANC | BANC | Biomass | 0 |  |  | 0 | [10 empty] | 0 | 2.6383 | 0
2022 | BANC_Geothermal_for_Other | BANC | BANC | Geothermal | 0 |  |  | 0 | [10 empty] | 0 | 2.6383 | 0
2022 | CAISO_Biomass_for_Other | CAISO | CAISO | Biomass | 11.7 |  |  | 11.7 | [10 empty] | 0 | 2.6383 | 11.7
2022 | CAISO_Geothermal_for_Other | CAISO | CAISO | Geothermal | 38.67 |  |  | 38.67 | [10 empty] | 0 | 2.6383 | 38.67
2022 | IID_Biomass_for_Other | IID | IID | Biomass | 0 |  |  | 0 | [10 empty] | 0 | 2.6383 | 0
2022 | IID_Geothermal_for_Other | IID | IID | Geothermal | 4 |  |  | 4 | [10 empty] | 0 | 2.6383 | 4
2022 | LDWP_Biomass_for_Other | LDWP | LDWP | Biomass | 0 |  |  | 0 | [10 empty] | 0 | 2.6383 | 0
2022 | LDWP_Geothermal_for_Other | LDWP | LDWP | Geothermal | 171.23 |  |  | 171.23 | [10 empty] | 0 | 2.6383 | 171.23
2022 | NW_Biomass_for_Other | NW | NW | Biomass | 599.71 |  |  | 599.71 | [10 empty] | 0 | 2.6383 | 599.71
2022 | NW_Geothermal_for_Other | NW | NW | Geothermal | 103.85 |  |  | 103.85 | [10 empty] | 0 | 2.6383 | 103.85
2022 | SW_Biomass_for_Other | SW | SW | Biomass | 37.4 |  |  | 37.4 | [10 empty] | 0 | 2.6383 | 37.4
2022 | SW_Geothermal_for_Other | SW | SW | Geothermal | 406.91 |  |  | 406.91 | [10 empty] | 0 | 2.6383 | 406.91
2022 | CAISO_Biomass_for_CAISO | CAISO | CAISO | Biomass | 890.95 |  |  | 890.95 | [10 empty] | 0 | 2.6383 | 890.95
2022 | CAISO_Geothermal_for_CAISO | CAISO | CAISO | Geothermal | 1812.64 |  |  | 1812.64 | [10 empty] | 0 | 2.6383 | 1812.64
2022 | IID_Geothermal_for_CAISO | IID | CAISO | Geothermal | 83 |  |  | 83 | [10 empty] | 0 | 2.6383 | 83
2022 | NW_Biomass_for_CAISO | NW | CAISO | Biomass | 46 |  |  | 46 | [10 empty] | 0 | 2.6383 | 46
2022 | NW_Geothermal_for_CAISO | NW | CAISO | Geothermal | 0 |  |  | 0 | [10 empty] | 0 | 2.6383 | 0
2022 | InState_Biomass | CAISO | CAISO | Biomass | 0 | 0 | 0 | 0 | None | 0 | 0 |  |  |  | 0 |  |  | 0 | 0 | 2.6383 | 0 |  | 0 |  | 0
2022 | CAISO_Small_Hydro_for_CAISO | CAISO | CAISO | Small_Hydro | 960.23 |  |  | 960.23 | [10 empty] | 0 | 2.6383 | 960.23
2022 | BANC_Small_Hydro_for_CAISO | BANC | CAISO | Small_Hydro | 0 |  |  | 0 | [10 empty] | 0 | 2.6383 | 0
2022 | NW_Small_Hydro_for_CAISO | NW | CAISO | Small_Hydro | 6.9 |  |  | 6.9 | [10 empty] | 0 | 2.6383 | 6.9
2022 | CAISO_Small_Hydro_for_Other | CAISO | CAISO | Small_Hydro | 13.8 |  |  | 13.8 | [10 empty] | 0 | 2.6383 | 13.8
2022 | BANC_Small_Hydro_for_Other | BANC | BANC | Small_Hydro | 0 |  |  | 0 | [10 empty] | 0 | 2.6383 | 0
2022 | IID_Small_Hydro_for_Other | IID | IID | Small_Hydro | 0 |  |  | 0 | [10 empty] | 0 | 2.6383 | 0
2022 | LDWP_Small_Hydro_for_Other | LDWP | LDWP | Small_Hydro | 0 |  |  | 0 | [10 empty] | 0 | 2.6383 | 0
2022 | NW_Small_Hydro_for_Other | NW | NW | Small_Hydro | 0 |  |  | 0 | [10 empty] | 0 | 2.6383 | 0
2022 | SW_Small_Hydro_for_Other | SW | SW | Small_Hydro | 0 |  |  | 0 | [10 empty] | 0 | 2.6383 | 0
2022 | Greater_Imperial_Geothermal | CAISO | CAISO | Geothermal | 0 | 0 | 0 | 0 | Greater_Imperial | 0 | 0 |  |  |  | 0 |  |  | 0 | 0 | 2.6383 | 0 |  | 0 |  | 0
2022 | Inyokern_North_Kramer_Geothermal | CAISO | CAISO | Geothermal | 0 | 0 | 0 | 0 | Inyokern_North_Kramer | 0 | 0 |  |  |  | 0 |  |  | 0 | 0 | 2.6383 | 0 |  | 0 |  | 0
2022 | Northern_California_Ex_Geothermal | CAISO | CAISO | Geothermal | 0 | 0 | 0 | 0 | Northern_California_Ex | 0 | 0 |  |  |  | 0 |  |  | 0 | 0 | 2.6383 | 0 |  | 0 |  | 0
2022 | Pacific_Northwest_Geothermal | CAISO | CAISO | Geothermal | 0 |  |  | 0 | [10 empty] | 0 | 2.6383 | 0
2022 | Riverside_Palm_Springs_Geothermal | CAISO | CAISO | Geothermal | 0 | 0 | 0 | 0 | Riverside_Palm_Springs | 0 | 0 |  |  |  | 0 |  |  | 0 | 0 | 2.6383 | 0 |  | 0 |  | 0
2022 | Solano_Geothermal | CAISO | CAISO | Geothermal | 0 | 0 | 0 | 0 | Solano | 0 | 0 |  |  |  | 0 |  |  | 0 | 0 | 2.6383 | 0 |  | 0 |  | 0
2022 | Southern_Nevada_Geothermal | CAISO | CAISO | Geothermal | 0 | 0 | 0 | 0 | Mountain_Pass_El_Dorado | 0 | 0 |  |  |  | 0 |  |  | 0 | 0 | 2.6383 | 0 |  | 0 |  | 0
2022 | Customer_PV | CAISO | CAISO | Customer_PV | 12284.27 |  |  | 12284.27 | [10 empty] | 0 | 2.6383 | 12284.27
2022 | BANC_Solar_for_Other | BANC | BANC | Solar | 2297.01 |  |  | 2297.01 | [10 empty] | 0 | 2.6383 | 2297.01
2022 | CAISO_Solar_for_Other | CAISO | CAISO | Solar | 12 |  |  | 12 | [10 empty] | 0 | 2.6383 | 12
2022 | IID_Solar_for_Other | IID | IID | Solar | 0 |  |  | 0 | [10 empty] | 0 | 2.6383 | 0
2022 | LDWP_Solar_for_Other | LDWP | LDWP | Solar | 1216.14 |  |  | 1216.14 | [10 empty] | 0 | 2.6383 | 1216.14
2022 | NW_Solar_for_Other | NW | NW | Solar | 563.21 |  |  | 563.21 | [10 empty] | 0 | 2.6383 | 563.21
2022 | SW_Solar_for_Other | SW | SW | Solar | 1965.3 |  |  | 1965.3 | [10 empty] | 0 | 2.6383 | 1965.3
2022 | CAISO_Solar_for_CAISO | CAISO | CAISO | Solar | 14751 |  |  | 14751 | [10 empty] | 0 | 2.6383 | 14751
2022 | IID_Solar_for_CAISO | IID | CAISO | Solar | 49.9 |  |  | 49.9 | [10 empty] | 0 | 2.6383 | 49.9
2022 | SW_Solar_for_CAISO | SW | CAISO | Solar | 65 |  |  | 65 | [10 empty] | 0 | 2.6383 | 65
2022 | BANC_Wind_for_Other | BANC | BANC | Wind | 0 |  |  | 0 | [10 empty] | 0 | 2.6383 | 0
2022 | CAISO_Wind_for_Other | CAISO | CAISO | Wind | 279.98 |  |  | 279.98 | [10 empty] | 0 | 2.6383 | 279.98
2022 | IID_Wind_for_Other | IID | IID | Wind | 0 |  |  | 0 | [10 empty] | 0 | 2.6383 | 0
2022 | LDWP_Wind_for_Other | LDWP | LDWP | Wind | 25.3 |  |  | 25.3 | [10 empty] | 0 | 2.6383 | 25.3
2022 | NW_Wind_for_Other | NW | NW | Wind | 8594.91 |  |  | 8594.91 | [10 empty] | 0 | 2.6383 | 8594.91
2022 | SW_Wind_for_Other | SW | SW | Wind | 2124.23 |  |  | 2124.23 | [10 empty] | 0 | 2.6383 | 2124.23
2022 | CAISO_Wind_for_CAISO | CAISO | CAISO | Wind | 7176.33 |  |  | 7176.33 | [10 empty] | 0 | 2.6383 | 7176.33
2022 | LDWP_Wind_for_CAISO | LDWP | CAISO | Wind | 5.09 |  |  | 5.09 | [10 empty] | 0 | 2.6383 | 5.09
2022 | NW_Wind_for_CAISO | NW | CAISO | Wind | 1417.29 |  |  | 1417.29 | [10 empty] | 0 | 2.6383 | 1417.29
2022 | SW_Wind_for_CAISO | SW | CAISO | Wind | 50.4 |  |  | 50.4 | [10 empty] | 0 | 2.6383 | 50.4
2022 | Carrizo_Solar | CAISO | CAISO | Solar | 0 | 0 | 0 | 0 | Carrizo | 0 | 0 |  |  |  | 0 |  |  | 0 | 0 | 2.6383 | 0 |  | 0 |  | 0
2022 | Carrizo_Wind | CAISO | CAISO | Wind | 0 | 0 | 0 | 0 | Carrizo | 0 | 0 |  |  |  | -125165.43 |  |  | 0 | 0 | 2.6383 | 0 |  | 0 |  | 0
2022 | Central_Valley_North_Los_Banos_Solar | CAISO | CAISO | Solar | 0 | 0 | 0 | 0 | Central_Valley_North_Los_Banos | 0 | 0 |  |  |  | 0 |  |  | 0 | 0 | 2.6383 | 0 |  | 0 |  | 0
2022 | Central_Valley_North_Los_Banos_Wind | CAISO | CAISO | Wind | 0 | 0 | 0 | 0 | Central_Valley_North_Los_Banos | 0 | 0 |  |  |  | 0 |  |  | 0 | 0 | 2.6383 | 0 |  | 0 |  | 0
2022 | Distributed_Solar | CAISO | CAISO | Solar | 0 | 0 | 0 | 0 | None | 0 | 0 |  |  |  | 0 |  |  | 0 | 0 | 2.6383 | 0 |  | 0 |  | 0
2022 | Distributed_Wind | CAISO | CAISO | Wind | 0 | 253.16 | 253.16 | 253.16 | None | 253.16 | 0 |  |  |  | 0 |  |  | 26204881.19 | 10595518.93 | 2.6383 | 0 |  | 253.16 |  | 0
2022 | Greater_Imperial_Solar | CAISO | CAISO | Solar | 0 | 919.08 | 919.08 | 919.08 | Greater_Imperial | 919.08 | 0 |  |  |  | 0 |  |  | 56641404.49 | 9474767.7 | 2.6383 | 0 |  | 919.08 |  | 0
2022 | Greater_Imperial_Wind | CAISO | CAISO | Wind | 0 | 0 | 0 | 0 | Greater_Imperial | 0 | 0 |  |  |  | 0 |  |  | 0 | 0 | 2.6383 | 0 |  | 0 |  | 0
2022 | Greater_Kramer_Wind | CAISO | CAISO | Wind | 0 | 0 | 0 | 0 | Greater_Kramer | 0 | 0 |  |  |  | 0 |  |  | 0 | 0 | 2.6383 | 0 |  | 0 |  | 0
2022 | Humboldt_Wind | CAISO | CAISO | Wind | 0 | 0 | 0 | 0 | Humboldt | 0 | 0 |  |  |  | 0 |  |  | 0 | 0 | 2.6383 | 0 |  | 0 |  | 0
2022 | Inyokern_North_Kramer_Solar | CAISO | CAISO | Solar | 0 | 297 | 297 | 297 | Inyokern_North_Kramer | 297 | 0 |  |  |  | 0 |  |  | 18303626.6 | 3061763.94 | 2.6383 | 0 |  | 297 |  | 0
2022 | Kern_Greater_Carrizo_Solar | CAISO | CAISO | Solar | 0 | 298.69 | 298.69 | 298.69 | Kern_Greater_Carrizo | 298.69 | 0 |  |  |  | 0 |  |  | 18407707.81 | 3079174.27 | 2.6383 | 0 |  | 298.69 |  | 0
2022 | Kern_Greater_Carrizo_Wind | CAISO | CAISO | Wind | 0 | 60 | 60 | 60 | Kern_Greater_Carrizo | 60 | 0 |  |  |  | -91962.96 |  |  | 6212716.84 | 2511183.19 | 2.6383 | 0 |  | 60 |  | 0
2022 | Kramer_Inyokern_Ex_Solar | CAISO | CAISO | Solar | 0 | 860.4 | 860.4 | 860.4 | Kramer_Inyokern_Ex | 860.4 | 0 |  |  |  | 0 |  |  | 53025051.6 | 8869837.36 | 2.6383 | 0 |  | 860.4 |  | 0
2022 | Kramer_Inyokern_Ex_Wind | CAISO | CAISO | Wind | 0 | 0 | 0 | 0 | Kramer_Inyokern_Ex | 0 | 0 |  |  |  | 0 |  |  | 0 | 0 | 2.6383 | 0 |  | 0 |  | 0
2022 | North_Victor_Solar | CAISO | CAISO | Solar | 0 | 300 | 300 | 300 | North_Victor | 300 | 0 |  |  |  | 0 |  |  | 18488511.72 | 3092690.85 | 2.6383 | 0 |  | 300 |  | 0
2022 | Northern_California_Ex_Solar | CAISO | CAISO | Solar | 0 | 0 | 0 | 0 | Northern_California_Ex | 0 | 0 |  |  |  | 0 |  |  | 0 | 0 | 2.6383 | 0 |  | 0 |  | 0
2022 | Northern_California_Ex_Wind | CAISO | CAISO | Wind | 0 | 865.9 | 865.9 | 865.9 | Northern_California_Ex | 865.9 | 0 |  |  |  | -31507.04 |  |  | 87896033.65 | 36240558.71 | 2.6383 | 0 |  | 865.9 |  | 0
2022 | NW_Ext_Tx_Wind | CAISO | CAISO | Wind | 0 | 262.91 | 262.91 | 262.91 | Sacramento_River | 262.91 | 0 |  |  |  | 0 |  |  | 37233550.64 | 11016907.02 | 2.6383 | 0 |  | 262.91 |  | 0
2022 | Riverside_Palm_Springs_Solar | CAISO | CAISO | Solar | 0 | 565 | 565 | 565 | Riverside_Palm_Springs | 565 | 0 |  |  |  | 0 |  |  | 34820030.4 | 5824567.77 | 2.6383 | 0 |  | 565 |  | 0
2022 | Sacramento_River_Solar | CAISO | CAISO | Solar | 0 | 0 | 0 | 0 | Sacramento_River | 0 | 0 |  |  |  | 0 |  |  | 0 | 0 | 2.6383 | 0 |  | 0 |  | 0
2022 | Sacramento_River_Wind | CAISO | CAISO | Wind | 0 |  |  | 0 | [10 empty] | 0 | 2.6383 | 0
2022 | SCADSNV_Solar | CAISO | CAISO | Solar | 0 | 0 | 0 | 0 | SCADSNV | 0 | 0 |  |  |  | 0 |  |  | 0 | 0 | 2.6383 | 0 |  | 0 |  | 0
2022 | SCADSNV_Wind | CAISO | CAISO | Wind | 0 | 0 | 0 | 0 | SCADSNV | 0 | 0 |  |  |  | 0 |  |  | 0 | 0 | 2.6383 | 0 |  | 0 |  | 0
2022 | Solano_Solar | CAISO | CAISO | Solar | 0 | 0 | 0 | 0 | Solano | 0 | 0 |  |  |  | 0 |  |  | 0 | 0 | 2.6383 | 0 |  | 0 |  | 0
2022 | Solano_subzone_Solar | CAISO | CAISO | Solar | 0 | 0 | 0 | 0 | Solano_subzone | 0 | 0 |  |  |  | 0 |  |  | 0 | 0 | 2.6383 | 0 |  | 0 |  | 0
2022 | Solano_subzone_Wind | CAISO | CAISO | Wind | 0 | 0 | 0 | 0 | Solano_subzone | 0 | 0 |  |  |  | 0 |  |  | 0 | 0 | 2.6383 | 0 |  | 0 |  | 0
2022 | Solano_Wind | CAISO | CAISO | Wind | 0 | 542 | 542 | 542 | Solano | 542 | 0 |  |  |  | -32066.12 |  |  | 54954546.17 | 22684354.8 | 2.6383 | 0 |  | 542 |  | 0
2022 | Southern_California_Desert_Ex_Solar | CAISO | CAISO | Solar | 0 | 862 | 862 | 862 | Southern_California_Desert_Ex | 862 | 0 |  |  |  | 0 |  |  | 53123657 | 8886331.72 | 2.6383 | 0 |  | 862 |  | 0
2022 | Southern_California_Desert_Ex_Wind | CAISO | CAISO | Wind | 0 | 0 | 0 | 0 | Southern_California_Desert_Ex | 0 | 0 |  |  |  | 0 |  |  | 0 | 0 | 2.6383 | 0 |  | 0 |  | 0
2022 | Southern_Nevada_Solar | CAISO | CAISO | Solar | 0 | 153.97 | 153.97 | 153.97 | GLW_VEA | 153.97 | 0 |  |  |  | 0 |  |  | 9219225.46 | 1542158.43 | 2.6383 | 0 |  | 153.97 |  | 0
2022 | Southern_Nevada_Wind | CAISO | CAISO | Wind | 0 | 442.03 | 442.03 | 442.03 | GLW_VEA | 442.03 | 0 |  |  |  | -46164.47 |  |  | 45026961.74 | 18139039.1 | 2.6383 | 0 |  | 442.03 |  | 0
2022 | SW_Ext_Tx_Wind | CAISO | CAISO | Wind | 0 | 0 | 0 | 0 | Riverside_Palm_Springs | 0 | 0 |  |  |  | 0 |  |  | 0 | 0 | 2.6383 | 0 |  | 0 |  | 0
2022 | Tehachapi_Ex_Solar | CAISO | CAISO | Solar | 0 | 1488 | 1488 | 1488 | Tehachapi_Ex | 1488 | 0 |  |  |  | 0 |  |  | 91703018.11 | 15339746.63 | 2.6383 | 0 |  | 1488 |  | 0
2022 | Tehachapi_Solar | CAISO | CAISO | Solar | 0 | 3735.56 | 3735.56 | 3735.56 | Tehachapi | 3652.62 | 82.93 |  |  |  | -289.53 |  |  | 230216294.2 | 38509742.59 | 2.6383 | 0 |  | 3735.56 |  | 0
2022 | Tehachapi_Wind | CAISO | CAISO | Wind | 0 | 24.38 | 24.38 | 24.38 | Tehachapi | 24.38 | 0 |  |  |  | 0 |  |  | 2323003.62 | 1034469.32 | 2.6383 | 0 |  | 24.38 |  | 0
2022 | Westlands_Ex_Solar | CAISO | CAISO | Solar | 0 | 1778.57 | 1778.57 | 1778.57 | Westlands_Ex | 1778.57 | 0 |  |  |  | 0 |  |  | 109610559.16 | 18335254.82 | 2.6383 | 0 |  | 1778.57 |  | 0
2022 | Westlands_Ex_Wind | CAISO | CAISO | Wind | 0 |  |  | 0 | [10 empty] | 0 | 2.6383 | 0
2022 | Westlands_Solar | CAISO | CAISO | Solar | 0 | 0 | 0 | 0 | Westlands | 0 | 0 |  |  |  | 0 |  |  | 0 | 0 | 2.6383 | 0 |  | 0 |  | 0
2022 | Arizona_Solar | CAISO | CAISO | Solar | 0 |  |  | 0 | [10 empty] | 0 | 2.6383 | 0
2022 | Arizona_Wind | CAISO | CAISO | Wind | 0 |  |  | 0 | [10 empty] | 0 | 2.6383 | 0
2022 | Baja_California_Solar | CAISO | CAISO | Solar | 0 |  |  | 0 | [10 empty] | 0 | 2.6383 | 0
2022 | Baja_California_Wind | CAISO | CAISO | Wind | 0 |  |  | 0 | [10 empty] | 0 | 2.6383 | 0
2022 | Idaho_Wind | CAISO | CAISO | Wind | 0 |  |  | 0 | [10 empty] | 0 | 2.6383 | 0
2022 | New_Mexico_Solar | CAISO | CAISO | Solar | 0 |  |  | 0 | [10 empty] | 0 | 2.6383 | 0
2022 | New_Mexico_Wind | CAISO | CAISO | Wind | 0 |  |  | 0 | [10 empty] | 0 | 2.6383 | 0
2022 | Utah_Solar | CAISO | CAISO | Solar | 0 |  |  | 0 | [10 empty] | 0 | 2.6383 | 0
2022 | Utah_Wind | CAISO | CAISO | Wind | 0 |  |  | 0 | [10 empty] | 0 | 2.6383 | 0
2022 | Wyoming_Wind | CAISO | CAISO | Wind | 0 |  |  | 0 | [10 empty] | 0 | 2.6383 | 0
2022 | Pacific_Northwest_Wind | CAISO | CAISO | Wind | 0 |  |  | 0 | [10 empty] | 0 | 2.6383 | 0
2022 | Cape_Mendocino_Offshore_Wind | CAISO | CAISO | Offshore_Wind | 0 |  |  | 0 | [10 empty] | 0 | 2.6383 | 0
2022 | Del_Norte_Offshore_Wind | CAISO | CAISO | Offshore_Wind | 0 |  |  | 0 | [10 empty] | 0 | 2.6383 | 0
2022 | Diablo_Canyon_Offshore_Wind | CAISO | CAISO | Offshore_Wind | 0 |  |  | 0 | [10 empty] | 0 | 2.6383 | 0
2022 | Humboldt_Bay_Offshore_Wind | CAISO | CAISO | Offshore_Wind | 0 |  |  | 0 | [10 empty] | 0 | 2.6383 | 0
2022 | Morro_Bay_Offshore_Wind | CAISO | CAISO | Offshore_Wind | 0 |  |  | 0 | [10 empty] | 0 | 2.6383 | 0
2022 | CAISO_Existing_Pumped_Storage | CAISO | CAISO | Pumped_Hydro | 1599.2 |  |  | 1599.2 | [10 empty] | 0 | 2.6383 | 1599.2
2022 | CAISO_New_Pumped_Storage | CAISO | CAISO | Pumped_Hydro | 0 | 0 | 0 | 0 | [6 empty] | -587511.26 |  |  | 0 | 0 | 2.6383 | 0 |  | 0 |  | 0
2022 | CAISO_New_Flow_Battery | CAISO | CAISO | Flow_Battery | 0 | 0 | 0 | 0 | [6 empty] | 0 |  |  | 0 | 0 | 2.6383 | 0 |  | 0 |  | 0
2022 | CAISO_New_Flow_Battery_2 | CAISO | CAISO | Flow_Battery | 0 | 0 | 0 | 0 | [6 empty] | 0 |  |  | 0 | 0 | 2.6383 | 0 |  | 0 |  | 0
2022 | CAISO_New_Flow_Battery_3 | CAISO | CAISO | Flow_Battery | 0 | 0 | 0 | 0 | [6 empty] | 0 |  |  | 0 | 0 | 2.6383 | 0 |  | 0 |  | 0
2022 | CAISO_New_Flow_Battery_4 | CAISO | CAISO | Flow_Battery | 0 | 0 | 0 | 0 | [6 empty] | 0 |  |  | 0 | 0 | 2.6383 | 0 |  | 0 |  | 0
2022 | CAISO_New_Flow_Battery_5 | CAISO | CAISO | Flow_Battery | 0 | 0 | 0 | 0 | [9 empty] | 0 | 0 | 2.6383 | 0 |  | 0 |  | 0
2022 | CAISO_New_Li_Battery | CAISO | CAISO | Li_Battery | 0 | 2179.29 | 3012.5 | 3012.5 | [6 empty] | 0 |  |  | 267204433.77 | 25854068.31 | 2.6383 | 0 |  | 3012.5 |  | 1282.04
2022 | CAISO_BTM_Li_Battery | CAISO | CAISO | BTM_Li_Battery | 942.36 | 0 | 0 | 942.36 | [6 empty] | 0 |  |  | 0 | 8986423.19 | 2.6383 | 942.36 |  | 0 |  | 0
2022 | CAISO_New_Li_Battery_2 | CAISO | CAISO | Li_Battery | 0 | 0 | 0 | 0 | [6 empty] | 0 |  |  | 0 | 0 | 2.6383 | 0 |  | 0 |  | 0
2022 | CAISO_New_Li_Battery_3 | CAISO | CAISO | Li_Battery | 0 | 0 | 0 | 0 | [6 empty] | 0 |  |  | 0 | 0 | 2.6383 | 0 |  | 0 |  | 0
2022 | CAISO_New_Li_Battery_4 | CAISO | CAISO | Li_Battery | 0 | 0 | 0 | 0 | [6 empty] | 0 |  |  | 0 | 0 | 2.6383 | 0 |  | 0 |  | 0
2022 | CAISO_New_Li_Battery_5 | CAISO | CAISO | Li_Battery | 0 | 0 | 0 | 0 | [9 empty] | 0 | 0 | 2.6383 | 0 |  | 0 |  | 0
2022 | CAISO_New_Li_Battery_6 | CAISO | CAISO | Li_Battery | 0 | 0 | 0 | 0 | [9 empty] | 0 | 0 | 2.6383 | 0 |  | 0 |  | 0
2022 | CAISO_Hydro | CAISO | CAISO | Hydro | 7070.1 |  |  | 7070.1 | [10 empty] | 0 | 2.6383 | 7070.1
2022 | NW_Hydro | NW | NW | Hydro | 31478.05 |  |  | 31478.05 | [10 empty] | 0 | 2.6383 | 31478.05
2022 | SW_Hydro | SW | SW | Hydro | 2680.31 |  |  | 2680.31 | [10 empty] | 0 | 2.6383 | 2680.31
2022 | LDWP_Hydro | LDWP | LDWP | Hydro | 233.7 |  |  | 233.7 | [10 empty] | 0 | 2.6383 | 233.7
2022 | BANC_Hydro | BANC | BANC | Hydro | 2724.06 |  |  | 2724.06 | [10 empty] | 0 | 2.6383 | 2724.06
2022 | IID_Hydro | IID | IID | Hydro | 83.5 |  |  | 83.5 | [10 empty] | 0 | 2.6383 | 83.5
2022 | NW_Hydro_for_CAISO | CAISO_NW_Hydro | CAISO_NW_Hydro | Hydro_NW_CAISO | 2851.77 |  |  | 2851.77 | [10 empty] | 0 | 2.6383 | 2851.77
2022 | Hydrogen_electrolysis | CAISO | CAISO | Hydrogen_Electrolysis | [9 empty] | 0 |  |  |  |  | 0 | 2.6383 | 0
2022 | CAISO_Shed_DR_Existing | CAISO | CAISO | CAISO_Conventional_DR | 2195.45 |  |  | 2195.45 | [7 empty] | 1 | 2195.45 |  | 0 | 2.6383 | 2195.45
2022 | CAISO_Shed_DR_Tranche1 | CAISO | CAISO | CAISO_Conventional_DR | 0 | 0 | 0 | 0 | [6 empty] | 0 | 1 | 0 | 0 | 0 | 2.6383 | 0 |  | 0 |  | 0
2022 | CAISO_Shed_DR_Tranche2 | CAISO | CAISO | CAISO_Conventional_DR | 0 | 0 | 0 | 0 | [6 empty] | 0 | 1 | 0 | 0 | 0 | 2.6383 | 0 |  | 0 |  | 0
2022 | CAISO_Shed_DR_Tranche3 | CAISO | CAISO | CAISO_Conventional_DR | 0 | 440.7 | 440.7 | 440.7 | [6 empty] | 0 | 1 | 440.7 | 33052811.55 | 0 | 2.6383 | 0 |  | 440.7 |  | 0
2022 | CAISO_Shed_DR_Tranche4 | CAISO | CAISO | CAISO_Conventional_DR | 0 | 0 | 0 | 0 | [6 empty] | 0 | 1 | 0 | 0 | 0 | 2.6383 | 0 |  | 0 |  | 0
2022 | CAISO_Shed_DR_Tranche5 | CAISO | CAISO | CAISO_Conventional_DR | 0 | 0 | 0 | 0 | [6 empty] | 0 | 1 | 0 | 0 | 0 | 2.6383 | 0 |  | 0 |  | 0
2022 | CAISO_Shed_DR_Tranche6 | CAISO | CAISO | CAISO_Conventional_DR | 0 | 0 | 0 | 0 | [6 empty] | 0 | 1 | 0 | 0 | 0 | 2.6383 | 0 |  | 0 |  | 0
2022 | CAISO_Shed_DR_Tranche7 | CAISO | CAISO | CAISO_Conventional_DR | 0 | 0 | 0 | 0 | [6 empty] | 0 | 1 | 0 | 0 | 0 | 2.6383 | 0 |  | 0 |  | 0
2022 | CAISO_Shed_DR_Tranche8 | CAISO | CAISO | CAISO_Conventional_DR | 0 | 0 | 0 | 0 | [6 empty] | 0 | 1 | 0 | 0 | 0 | 2.6383 | 0 |  | 0 |  | 0
2026 | CAISO_CHP | CAISO | CAISO | CAISO_CHP | 2296.02 |  |  | 2296.02 | [10 empty] | 0 | 2.9938 | 2296.02
2026 | CAISO_Nuclear | CAISO | CAISO | CAISO_Nuclear | 635 |  |  | 635 | [10 empty] | 0 | 2.9938 | 635
2026 | CAISO_CCGT1 | CAISO | CAISO | CAISO_CCGT1 | 13333.47 |  |  | 13333.47 | [7 empty] | 532.4 | 25.04 |  | 148200393.3 | 2.9938 | 13333.47 | 0
2026 | CAISO_CCGT2 | CAISO | CAISO | CAISO_CCGT2 | 2927.93 |  |  | 2927.93 | [7 empty] | 187.53 | 15.61 |  | 32543694.74 | 2.9938 | 2927.93 | 0
2026 | CAISO_Coal | CAISO | CAISO | CAISO_Coal | 0 |  |  | 0 | [7 empty] | 849.97 | 0 |  | 0 | 2.9938 | 0
2026 | CAISO_Peaker1 | CAISO | CAISO | CAISO_Peaker1 | 4913.93 |  |  | 4913.93 | [7 empty] | 67.59 | 72.7 |  | 67294545.83 | 2.9938 | 4913.93 | 0
2026 | CAISO_Peaker2 | CAISO | CAISO | CAISO_Peaker2 | 3682.71 |  |  | 3682.71 | [7 empty] | 53 | 69.48 |  | 50433420.27 | 2.9938 | 3682.71 | 0
2026 | CAISO_Advanced_CCGT | CAISO | CAISO | CAISO_Advanced_CCGT | 0 | 0 | 0 | 0 | [7 empty] | 600 | 0 | 0 | 0 | 2.9938 | 0 | 0 | 0 | 0 | 0
2026 | CAISO_Aero_CT | CAISO | CAISO | CAISO_Aero_CT | 0 | 0 | 0 | 0 | [7 empty] | 100 | 0 | 0 | 0 | 2.9938 | 0 | 0 | 0 | 0 | 0
2026 | CAISO_Reciprocating_Engine | CAISO | CAISO | CAISO_Reciprocating_Engine | 255.3 | 0 | 0 | 255.3 | [7 empty] | 10.36 | 24.65 | 0 | 3496243.85 | 2.9938 | 255.3 | 0 | 0 | 0 | 0
2026 | CAISO_ST | CAISO | CAISO | CAISO_ST | 0 |  |  | 0 | [7 empty] | 341.83 | 0 |  | 0 | 2.9938 | 0
2026 | NW_Nuclear | NW | NW | NW_Nuclear | 1756.56 |  |  | 1756.56 | [10 empty] | 0 | 2.9938 | 1756.56
2026 | NW_Coal | NW | NW | NW_Coal | 8125.8 |  |  | 8125.8 | [7 empty] | 367.75 | 22.1 |  | 0 | 2.9938 | 8125.8
2026 | NW_CCGT | NW | NW | NW_CCGT | 9573.43 |  |  | 9573.43 | [7 empty] | 341.91 | 28 |  | 0 | 2.9938 | 9573.43
2026 | NW_Peaker | NW | NW | NW_Peaker | 2993.17 |  |  | 2993.17 | [7 empty] | 29.06 | 103 |  | 0 | 2.9938 | 2993.17
2026 | SW_Nuclear | SW | SW | SW_Nuclear | 2998 |  |  | 2998 | [10 empty] | 0 | 2.9938 | 2998
2026 | SW_Coal | SW | SW | SW_Coal | 6265.6 |  |  | 6265.6 | [7 empty] | 409.46 | 15.3 |  | 0 | 2.9938 | 6265.6
2026 | SW_CCGT | SW | SW | SW_CCGT | 19421.1 |  |  | 19421.1 | [7 empty] | 344.28 | 56.41 |  | 0 | 2.9938 | 19421.1
2026 | SW_Peaker | SW | SW | SW_Peaker | 6808.12 |  |  | 6808.12 | [7 empty] | 47.78 | 142.48 |  | 0 | 2.9938 | 6808.12
2026 | SW_ST | SW | SW | SW_ST | 1318.5 |  |  | 1318.5 | [7 empty] | 92.71 | 14.22 |  | 0 | 2.9938 | 1318.5
2026 | LDWP_Nuclear | LDWP | LDWP | LDWP_Nuclear | 407 |  |  | 407 | [10 empty] | 0 | 2.9938 | 407
2026 | LDWP_Coal | LDWP | LDWP | LDWP_Coal | 0 |  |  | 0 | [7 empty] | 849.97 | 0 |  | 0 | 2.9938 | 0
2026 | LDWP_CCGT | LDWP | LDWP | LDWP_CCGT | 2985.7 |  |  | 2985.7 | [7 empty] | 385.96 | 7.74 |  | 0 | 2.9938 | 2985.7
2026 | LDWP_Peaker | LDWP | LDWP | LDWP_Peaker | 1647 |  |  | 1647 | [7 empty] | 82.35 | 20 |  | 0 | 2.9938 | 1647
2026 | LDWP_ST | LDWP | LDWP | LDWP_ST | 371 |  |  | 371 | [7 empty] | 110.22 | 3.37 |  | 0 | 2.9938 | 371
2026 | IID_CCGT | IID | IID | IID_CCGT | 255.3 |  |  | 255.3 | [7 empty] | 127.65 | 2 |  | 0 | 2.9938 | 255.3
2026 | IID_Peaker | IID | IID | IID_Peaker | 327 |  |  | 327 | [7 empty] | 36.09 | 9.06 |  | 0 | 2.9938 | 327
2026 | BANC_CCGT | BANC | BANC | BANC_CCGT | 1863.1 |  |  | 1863.1 | [7 empty] | 207.01 | 9 |  | 0 | 2.9938 | 1863.1
2026 | BANC_Peaker | BANC | BANC | BANC_Peaker | 866.99 |  |  | 866.99 | [7 empty] | 34.68 | 25 |  | 0 | 2.9938 | 866.99
2026 | BANC_Biomass_for_Other | BANC | BANC | Biomass | 0 |  |  | 0 | [10 empty] | 0 | 2.9938 | 0
2026 | BANC_Geothermal_for_Other | BANC | BANC | Geothermal | 0 |  |  | 0 | [10 empty] | 0 | 2.9938 | 0
2026 | CAISO_Biomass_for_Other | CAISO | CAISO | Biomass | 11.7 |  |  | 11.7 | [10 empty] | 0 | 2.9938 | 11.7
2026 | CAISO_Geothermal_for_Other | CAISO | CAISO | Geothermal | 38.67 |  |  | 38.67 | [10 empty] | 0 | 2.9938 | 38.67
2026 | IID_Biomass_for_Other | IID | IID | Biomass | 0 |  |  | 0 | [10 empty] | 0 | 2.9938 | 0
2026 | IID_Geothermal_for_Other | IID | IID | Geothermal | 4 |  |  | 4 | [10 empty] | 0 | 2.9938 | 4
2026 | LDWP_Biomass_for_Other | LDWP | LDWP | Biomass | 0 |  |  | 0 | [10 empty] | 0 | 2.9938 | 0
2026 | LDWP_Geothermal_for_Other | LDWP | LDWP | Geothermal | 256.85 |  |  | 256.85 | [10 empty] | 0 | 2.9938 | 256.85
2026 | NW_Biomass_for_Other | NW | NW | Biomass | 561.38 |  |  | 561.38 | [10 empty] | 0 | 2.9938 | 561.38
2026 | NW_Geothermal_for_Other | NW | NW | Geothermal | 103.85 |  |  | 103.85 | [10 empty] | 0 | 2.9938 | 103.85
2026 | SW_Biomass_for_Other | SW | SW | Biomass | 37.4 |  |  | 37.4 | [10 empty] | 0 | 2.9938 | 37.4
2026 | SW_Geothermal_for_Other | SW | SW | Geothermal | 406.91 |  |  | 406.91 | [10 empty] | 0 | 2.9938 | 406.91
2026 | CAISO_Biomass_for_CAISO | CAISO | CAISO | Biomass | 890.95 |  |  | 890.95 | [10 empty] | 0 | 2.9938 | 890.95
2026 | CAISO_Geothermal_for_CAISO | CAISO | CAISO | Geothermal | 1812.64 |  |  | 1812.64 | [10 empty] | 0 | 2.9938 | 1812.64
2026 | IID_Geothermal_for_CAISO | IID | CAISO | Geothermal | 83 |  |  | 83 | [10 empty] | 0 | 2.9938 | 83
2026 | NW_Biomass_for_CAISO | NW | CAISO | Biomass | 46 |  |  | 46 | [10 empty] | 0 | 2.9938 | 46
2026 | NW_Geothermal_for_CAISO | NW | CAISO | Geothermal | 0 |  |  | 0 | [10 empty] | 0 | 2.9938 | 0
2026 | InState_Biomass | CAISO | CAISO | Biomass | 0 | 0 | 0 | 0 | None | 0 | 0 |  |  |  | 0 |  |  | 0 | 0 | 2.9938 | 0 |  | 0 |  | 0
2026 | CAISO_Small_Hydro_for_CAISO | CAISO | CAISO | Small_Hydro | 960.23 |  |  | 960.23 | [10 empty] | 0 | 2.9938 | 960.23
2026 | BANC_Small_Hydro_for_CAISO | BANC | CAISO | Small_Hydro | 0 |  |  | 0 | [10 empty] | 0 | 2.9938 | 0
2026 | NW_Small_Hydro_for_CAISO | NW | CAISO | Small_Hydro | 6.9 |  |  | 6.9 | [10 empty] | 0 | 2.9938 | 6.9
2026 | CAISO_Small_Hydro_for_Other | CAISO | CAISO | Small_Hydro | 13.8 |  |  | 13.8 | [10 empty] | 0 | 2.9938 | 13.8
2026 | BANC_Small_Hydro_for_Other | BANC | BANC | Small_Hydro | 0 |  |  | 0 | [10 empty] | 0 | 2.9938 | 0
2026 | IID_Small_Hydro_for_Other | IID | IID | Small_Hydro | 0 |  |  | 0 | [10 empty] | 0 | 2.9938 | 0
2026 | LDWP_Small_Hydro_for_Other | LDWP | LDWP | Small_Hydro | 0 |  |  | 0 | [10 empty] | 0 | 2.9938 | 0
2026 | NW_Small_Hydro_for_Other | NW | NW | Small_Hydro | 0 |  |  | 0 | [10 empty] | 0 | 2.9938 | 0
2026 | SW_Small_Hydro_for_Other | SW | SW | Small_Hydro | 0 |  |  | 0 | [10 empty] | 0 | 2.9938 | 0
2026 | Greater_Imperial_Geothermal | CAISO | CAISO | Geothermal | 0 | 0 | 0 | 0 | Greater_Imperial | 0 | 0 |  |  |  | 0 |  |  | 0 | 0 | 2.9938 | 0 |  | 0 |  | 0
2026 | Inyokern_North_Kramer_Geothermal | CAISO | CAISO | Geothermal | 0 | 0 | 0 | 0 | Inyokern_North_Kramer | 0 | 0 |  |  |  | 0 |  |  | 0 | 0 | 2.9938 | 0 |  | 0 |  | 0
2026 | Northern_California_Ex_Geothermal | CAISO | CAISO | Geothermal | 0 | 0 | 0 | 0 | Northern_California_Ex | 0 | 0 |  |  |  | 0 |  |  | 0 | 0 | 2.9938 | 0 |  | 0 |  | 0
2026 | Pacific_Northwest_Geothermal | CAISO | CAISO | Geothermal | 0 |  |  | 0 | [10 empty] | 0 | 2.9938 | 0
2026 | Riverside_Palm_Springs_Geothermal | CAISO | CAISO | Geothermal | 0 | 0 | 0 | 0 | Riverside_Palm_Springs | 0 | 0 |  |  |  | 0 |  |  | 0 | 0 | 2.9938 | 0 |  | 0 |  | 0
2026 | Solano_Geothermal | CAISO | CAISO | Geothermal | 0 | 0 | 0 | 0 | Solano | 0 | 0 |  |  |  | 0 |  |  | 0 | 0 | 2.9938 | 0 |  | 0 |  | 0
2026 | Southern_Nevada_Geothermal | CAISO | CAISO | Geothermal | 0 | 0 | 0 | 0 | Mountain_Pass_El_Dorado | 0 | 0 |  |  |  | 0 |  |  | 0 | 0 | 2.9938 | 0 |  | 0 |  | 0
2026 | Customer_PV | CAISO | CAISO | Customer_PV | 16155.51 |  |  | 16155.51 | [10 empty] | 0 | 2.9938 | 16155.51
2026 | BANC_Solar_for_Other | BANC | BANC | Solar | 2989.2 |  |  | 2989.2 | [10 empty] | 0 | 2.9938 | 2989.2
2026 | CAISO_Solar_for_Other | CAISO | CAISO | Solar | 12 |  |  | 12 | [10 empty] | 0 | 2.9938 | 12
2026 | IID_Solar_for_Other | IID | IID | Solar | 0 |  |  | 0 | [10 empty] | 0 | 2.9938 | 0
2026 | LDWP_Solar_for_Other | LDWP | LDWP | Solar | 1252.09 |  |  | 1252.09 | [10 empty] | 0 | 2.9938 | 1252.09
2026 | NW_Solar_for_Other | NW | NW | Solar | 563.21 |  |  | 563.21 | [10 empty] | 0 | 2.9938 | 563.21
2026 | SW_Solar_for_Other | SW | SW | Solar | 1957.11 |  |  | 1957.11 | [10 empty] | 0 | 2.9938 | 1957.11
2026 | CAISO_Solar_for_CAISO | CAISO | CAISO | Solar | 14751 |  |  | 14751 | [10 empty] | 0 | 2.9938 | 14751
2026 | IID_Solar_for_CAISO | IID | CAISO | Solar | 49.9 |  |  | 49.9 | [10 empty] | 0 | 2.9938 | 49.9
2026 | SW_Solar_for_CAISO | SW | CAISO | Solar | 65 |  |  | 65 | [10 empty] | 0 | 2.9938 | 65
2026 | BANC_Wind_for_Other | BANC | BANC | Wind | 0 |  |  | 0 | [10 empty] | 0 | 2.9938 | 0
2026 | CAISO_Wind_for_Other | CAISO | CAISO | Wind | 279.98 |  |  | 279.98 | [10 empty] | 0 | 2.9938 | 279.98
2026 | IID_Wind_for_Other | IID | IID | Wind | 0 |  |  | 0 | [10 empty] | 0 | 2.9938 | 0
2026 | LDWP_Wind_for_Other | LDWP | LDWP | Wind | 250.62 |  |  | 250.62 | [10 empty] | 0 | 2.9938 | 250.62
2026 | NW_Wind_for_Other | NW | NW | Wind | 8594.91 |  |  | 8594.91 | [10 empty] | 0 | 2.9938 | 8594.91
2026 | SW_Wind_for_Other | SW | SW | Wind | 2124.23 |  |  | 2124.23 | [10 empty] | 0 | 2.9938 | 2124.23
2026 | CAISO_Wind_for_CAISO | CAISO | CAISO | Wind | 7176.33 |  |  | 7176.33 | [10 empty] | 0 | 2.9938 | 7176.33
2026 | LDWP_Wind_for_CAISO | LDWP | CAISO | Wind | 5.09 |  |  | 5.09 | [10 empty] | 0 | 2.9938 | 5.09
2026 | NW_Wind_for_CAISO | NW | CAISO | Wind | 1417.29 |  |  | 1417.29 | [10 empty] | 0 | 2.9938 | 1417.29
2026 | SW_Wind_for_CAISO | SW | CAISO | Wind | 50.4 |  |  | 50.4 | [10 empty] | 0 | 2.9938 | 50.4
2026 | Carrizo_Solar | CAISO | CAISO | Solar | 0 | 0 | 0 | 0 | Carrizo | 0 | 0 |  |  |  | 0 |  |  | 0 | 0 | 2.9938 | 0 |  | 0 |  | 0
2026 | Carrizo_Wind | CAISO | CAISO | Wind | 0 | 0 | 0 | 0 | Carrizo | 0 | 0 |  |  |  | 0 |  |  | 0 | 0 | 2.9938 | 0 |  | 0 |  | 0
2026 | Central_Valley_North_Los_Banos_Solar | CAISO | CAISO | Solar | 0 | 0 | 0 | 0 | Central_Valley_North_Los_Banos | 0 | 0 |  |  |  | 0 |  |  | 0 | 0 | 2.9938 | 0 |  | 0 |  | 0
2026 | Central_Valley_North_Los_Banos_Wind | CAISO | CAISO | Wind | 0 | 0 | 0 | 0 | Central_Valley_North_Los_Banos | 0 | 0 |  |  |  | 0 |  |  | 0 | 0 | 2.9938 | 0 |  | 0 |  | 0
2026 | Distributed_Solar | CAISO | CAISO | Solar | 0 | 0 | 0 | 0 | None | 0 | 0 |  |  |  | 0 |  |  | 0 | 0 | 2.9938 | 0 |  | 0 |  | 0
2026 | Distributed_Wind | CAISO | CAISO | Wind | 0 | 0 | 253.16 | 253.16 | None | 253.16 | 0 |  |  |  | -48201.92 |  |  | 26204881.19 | 10595518.93 | 2.9938 | 0 |  | 253.16 |  | 0
2026 | Greater_Imperial_Solar | CAISO | CAISO | Solar | 0 | 0 | 919.08 | 919.08 | Greater_Imperial | 919.08 | 0 |  |  |  | 0 |  |  | 56641404.49 | 9474767.7 | 2.9938 | 0 |  | 919.08 |  | 0
2026 | Greater_Imperial_Wind | CAISO | CAISO | Wind | 0 | 0 | 0 | 0 | Greater_Imperial | 0 | 0 |  |  |  | -117556.49 |  |  | 0 | 0 | 2.9938 | 0 |  | 0 |  | 0
2026 | Greater_Kramer_Wind | CAISO | CAISO | Wind | 0 | 0 | 0 | 0 | Greater_Kramer | 0 | 0 |  |  |  | 0 |  |  | 0 | 0 | 2.9938 | 0 |  | 0 |  | 0
2026 | Humboldt_Wind | CAISO | CAISO | Wind | 0 | 0 | 0 | 0 | Humboldt | 0 | 0 |  |  |  | 0 |  |  | 0 | 0 | 2.9938 | 0 |  | 0 |  | 0
2026 | Inyokern_North_Kramer_Solar | CAISO | CAISO | Solar | 0 | 0 | 297 | 297 | Inyokern_North_Kramer | 297 | 0 |  |  |  | 0 |  |  | 18303626.6 | 3061763.94 | 2.9938 | 0 |  | 297 |  | 0
2026 | Kern_Greater_Carrizo_Solar | CAISO | CAISO | Solar | 0 | 0 | 298.69 | 298.69 | Kern_Greater_Carrizo | 298.69 | 0 |  |  |  | 0 |  |  | 18407707.81 | 3079174.27 | 2.9938 | 0 |  | 298.69 |  | 0
2026 | Kern_Greater_Carrizo_Wind | CAISO | CAISO | Wind | 0 | 0 | 60 | 60 | Kern_Greater_Carrizo | 60 | 0 |  |  |  | 0 |  |  | 6212716.84 | 2511183.19 | 2.9938 | 0 |  | 60 |  | 0
2026 | Kramer_Inyokern_Ex_Solar | CAISO | CAISO | Solar | 0 | 0 | 860.4 | 860.4 | Kramer_Inyokern_Ex | 860.4 | 0 |  |  |  | 0 |  |  | 53025051.6 | 8869837.36 | 2.9938 | 0 |  | 860.4 |  | 0
2026 | Kramer_Inyokern_Ex_Wind | CAISO | CAISO | Wind | 0 | 0 | 0 | 0 | Kramer_Inyokern_Ex | 0 | 0 |  |  |  | -62928.13 |  |  | 0 | 0 | 2.9938 | 0 |  | 0 |  | 0
2026 | North_Victor_Solar | CAISO | CAISO | Solar | 0 | 0 | 300 | 300 | North_Victor | 300 | 0 |  |  |  | 0 |  |  | 18488511.72 | 3092690.85 | 2.9938 | 0 |  | 300 |  | 0
2026 | Northern_California_Ex_Solar | CAISO | CAISO | Solar | 0 | 0 | 0 | 0 | Northern_California_Ex | 0 | 0 |  |  |  | 0 |  |  | 0 | 0 | 2.9938 | 0 |  | 0 |  | 0
2026 | Northern_California_Ex_Wind | CAISO | CAISO | Wind | 0 | 0 | 865.9 | 865.9 | Northern_California_Ex | 865.9 | 0 |  |  |  | 0 |  |  | 87896033.65 | 36240558.71 | 2.9938 | 0 |  | 865.9 |  | 0
2026 | NW_Ext_Tx_Wind | CAISO | CAISO | Wind | 0 | 0 | 262.91 | 262.91 | Sacramento_River | 262.91 | 0 |  |  |  | 0 |  |  | 37233550.64 | 11016907.02 | 2.9938 | 0 |  | 262.91 |  | 0
2026 | Riverside_Palm_Springs_Solar | CAISO | CAISO | Solar | 0 | 0 | 565 | 565 | Riverside_Palm_Springs | 565 | 0 |  |  |  | 0 |  |  | 34820030.4 | 5824567.77 | 2.9938 | 0 |  | 565 |  | 0
2026 | Sacramento_River_Solar | CAISO | CAISO | Solar | 0 | 0 | 0 | 0 | Sacramento_River | 0 | 0 |  |  |  | 0 |  |  | 0 | 0 | 2.9938 | 0 |  | 0 |  | 0
2026 | Sacramento_River_Wind | CAISO | CAISO | Wind | 0 |  |  | 0 | [10 empty] | 0 | 2.9938 | 0
2026 | SCADSNV_Solar | CAISO | CAISO | Solar | 0 | 0 | 0 | 0 | SCADSNV | 0 | 0 |  |  |  | 0 |  |  | 0 | 0 | 2.9938 | 0 |  | 0 |  | 0
2026 | SCADSNV_Wind | CAISO | CAISO | Wind | 0 | 0 | 0 | 0 | SCADSNV | 0 | 0 |  |  |  | 0 |  |  | 0 | 0 | 2.9938 | 0 |  | 0 |  | 0
2026 | Solano_Solar | CAISO | CAISO | Solar | 0 | 0 | 0 | 0 | Solano | 0 | 0 |  |  |  | 0 |  |  | 0 | 0 | 2.9938 | 0 |  | 0 |  | 0
2026 | Solano_subzone_Solar | CAISO | CAISO | Solar | 0 | 0 | 0 | 0 | Solano_subzone | 0 | 0 |  |  |  | 0 |  |  | 0 | 0 | 2.9938 | 0 |  | 0 |  | 0
2026 | Solano_subzone_Wind | CAISO | CAISO | Wind | 0 | 0 | 0 | 0 | Solano_subzone | 0 | 0 |  |  |  | 0 |  |  | 0 | 0 | 2.9938 | 0 |  | 0 |  | 0
2026 | Solano_Wind | CAISO | CAISO | Wind | 0 | 0 | 542 | 542 | Solano | 542 | 0 |  |  |  | 0 |  |  | 54954546.17 | 22684354.8 | 2.9938 | 0 |  | 542 |  | 0
2026 | Southern_California_Desert_Ex_Solar | CAISO | CAISO | Solar | 0 | 0 | 862 | 862 | Southern_California_Desert_Ex | 862 | 0 |  |  |  | 0 |  |  | 53123657 | 8886331.72 | 2.9938 | 0 |  | 862 |  | 0
2026 | Southern_California_Desert_Ex_Wind | CAISO | CAISO | Wind | 0 | 0 | 0 | 0 | Southern_California_Desert_Ex | 0 | 0 |  |  |  | 0 |  |  | 0 | 0 | 2.9938 | 0 |  | 0 |  | 0
2026 | Southern_Nevada_Solar | CAISO | CAISO | Solar | 0 | 0 | 153.97 | 153.97 | GLW_VEA | 153.97 | 0 |  |  |  | 0 |  |  | 9219225.46 | 1542158.43 | 2.9938 | 0 |  | 153.97 |  | 0
2026 | Southern_Nevada_Wind | CAISO | CAISO | Wind | 0 | 0 | 442.03 | 442.03 | GLW_VEA | 442.03 | 0 |  |  |  | 0 |  |  | 45026961.74 | 18139039.1 | 2.9938 | 0 |  | 442.03 |  | 0
2026 | SW_Ext_Tx_Wind | CAISO | CAISO | Wind | 0 | 0 | 0 | 0 | Riverside_Palm_Springs | 0 | 0 |  |  |  | 0 |  |  | 0 | 0 | 2.9938 | 0 |  | 0 |  | 0
2026 | Tehachapi_Ex_Solar | CAISO | CAISO | Solar | 0 | 0 | 1488 | 1488 | Tehachapi_Ex | 1488 | 0 |  |  |  | 0 |  |  | 91703018.11 | 15339746.63 | 2.9938 | 0 |  | 1488 |  | 0
2026 | Tehachapi_Solar | CAISO | CAISO | Solar | 0 | 0 | 3735.56 | 3735.56 | Tehachapi | 3652.62 | 82.93 |  |  |  | 0 |  |  | 230216294.2 | 38509742.59 | 2.9938 | 0 |  | 3735.56 |  | 0
2026 | Tehachapi_Wind | CAISO | CAISO | Wind | 0 | 0 | 24.38 | 24.38 | Tehachapi | 24.38 | 0 |  |  |  | 0 |  |  | 2323003.62 | 1034469.32 | 2.9938 | 0 |  | 24.38 |  | 0
2026 | Westlands_Ex_Solar | CAISO | CAISO | Solar | 0 | 0 | 1778.57 | 1778.57 | Westlands_Ex | 1778.57 | 0 |  |  |  | 0 |  |  | 109610559.16 | 18335254.82 | 2.9938 | 0 |  | 1778.57 |  | 0
2026 | Westlands_Ex_Wind | CAISO | CAISO | Wind | 0 |  |  | 0 | [10 empty] | 0 | 2.9938 | 0
2026 | Westlands_Solar | CAISO | CAISO | Solar | 0 | 0 | 0 | 0 | Westlands | 0 | 0 |  |  |  | 0 |  |  | 0 | 0 | 2.9938 | 0 |  | 0 |  | 0
2026 | Arizona_Solar | CAISO | CAISO | Solar | 0 |  |  | 0 | [10 empty] | 0 | 2.9938 | 0
2026 | Arizona_Wind | CAISO | CAISO | Wind | 0 |  |  | 0 | [10 empty] | 0 | 2.9938 | 0
2026 | Baja_California_Solar | CAISO | CAISO | Solar | 0 |  |  | 0 | [10 empty] | 0 | 2.9938 | 0
2026 | Baja_California_Wind | CAISO | CAISO | Wind | 0 |  |  | 0 | [10 empty] | 0 | 2.9938 | 0
2026 | Idaho_Wind | CAISO | CAISO | Wind | 0 |  |  | 0 | [10 empty] | 0 | 2.9938 | 0
2026 | New_Mexico_Solar | CAISO | CAISO | Solar | 0 |  |  | 0 | [10 empty] | 0 | 2.9938 | 0
2026 | New_Mexico_Wind | CAISO | CAISO | Wind | 0 |  |  | 0 | [10 empty] | 0 | 2.9938 | 0
2026 | Utah_Solar | CAISO | CAISO | Solar | 0 |  |  | 0 | [10 empty] | 0 | 2.9938 | 0
2026 | Utah_Wind | CAISO | CAISO | Wind | 0 |  |  | 0 | [10 empty] | 0 | 2.9938 | 0
2026 | Wyoming_Wind | CAISO | CAISO | Wind | 0 |  |  | 0 | [10 empty] | 0 | 2.9938 | 0
2026 | Pacific_Northwest_Wind | CAISO | CAISO | Wind | 0 |  |  | 0 | [10 empty] | 0 | 2.9938 | 0
2026 | Cape_Mendocino_Offshore_Wind | CAISO | CAISO | Offshore_Wind | 0 |  |  | 0 | [10 empty] | 0 | 2.9938 | 0
2026 | Del_Norte_Offshore_Wind | CAISO | CAISO | Offshore_Wind | 0 |  |  | 0 | [10 empty] | 0 | 2.9938 | 0
2026 | Diablo_Canyon_Offshore_Wind | CAISO | CAISO | Offshore_Wind | 0 |  |  | 0 | [10 empty] | 0 | 2.9938 | 0
2026 | Humboldt_Bay_Offshore_Wind | CAISO | CAISO | Offshore_Wind | 0 |  |  | 0 | [10 empty] | 0 | 2.9938 | 0
2026 | Morro_Bay_Offshore_Wind | CAISO | CAISO | Offshore_Wind | 0 |  |  | 0 | [10 empty] | 0 | 2.9938 | 0
2026 | CAISO_Existing_Pumped_Storage | CAISO | CAISO | Pumped_Hydro | 1599.2 |  |  | 1599.2 | [10 empty] | 0 | 2.9938 | 1599.2
2026 | CAISO_New_Pumped_Storage | CAISO | CAISO | Pumped_Hydro | 0 | 0 | 0 | 0 | [6 empty] | 0 |  |  | 0 | 0 | 2.9938 | 0 |  | 0 |  | 0
2026 | CAISO_New_Flow_Battery | CAISO | CAISO | Flow_Battery | 0 | 0 | 0 | 0 | [6 empty] | 0 |  |  | 0 | 0 | 2.9938 | 0 |  | 0 |  | 0
2026 | CAISO_New_Flow_Battery_2 | CAISO | CAISO | Flow_Battery | 0 | 0 | 0 | 0 | [6 empty] | 0 |  |  | 0 | 0 | 2.9938 | 0 |  | 0 |  | 0
2026 | CAISO_New_Flow_Battery_3 | CAISO | CAISO | Flow_Battery | 0 | 0 | 0 | 0 | [6 empty] | 0 |  |  | 0 | 0 | 2.9938 | 0 |  | 0 |  | 0
2026 | CAISO_New_Flow_Battery_4 | CAISO | CAISO | Flow_Battery | 0 | 0 | 0 | 0 | [6 empty] | 0 |  |  | 0 | 0 | 2.9938 | 0 |  | 0 |  | 0
2026 | CAISO_New_Flow_Battery_5 | CAISO | CAISO | Flow_Battery | 0 | 0 | 0 | 0 | [9 empty] | 0 | 0 | 2.9938 | 0 |  | 0 |  | 0
2026 | CAISO_New_Li_Battery | CAISO | CAISO | Li_Battery | 0 | 3401.1 | 6413.6 | 6413.6 | [6 empty] | 0 |  |  | 524444398.83 | 55080031.7 | 2.9938 | 0 |  | 6413.6 |  | 1479.31
2026 | CAISO_BTM_Li_Battery | CAISO | CAISO | BTM_Li_Battery | 1320.42 | 0 | 0 | 1320.42 | [6 empty] | 0 |  |  | 0 | 12591669.31 | 2.9938 | 1320.42 |  | 0 |  | 0
2026 | CAISO_New_Li_Battery_2 | CAISO | CAISO | Li_Battery | 0 | 0 | 0 | 0 | [6 empty] | 0 |  |  | 0 | 0 | 2.9938 | 0 |  | 0 |  | 0
2026 | CAISO_New_Li_Battery_3 | CAISO | CAISO | Li_Battery | 0 | 0 | 0 | 0 | [6 empty] | 0 |  |  | 0 | 0 | 2.9938 | 0 |  | 0 |  | 0
2026 | CAISO_New_Li_Battery_4 | CAISO | CAISO | Li_Battery | 0 | 0 | 0 | 0 | [6 empty] | 0 |  |  | 0 | 0 | 2.9938 | 0 |  | 0 |  | 0
2026 | CAISO_New_Li_Battery_5 | CAISO | CAISO | Li_Battery | 0 | 0 | 0 | 0 | [9 empty] | 0 | 0 | 2.9938 | 0 |  | 0 |  | 0
2026 | CAISO_New_Li_Battery_6 | CAISO | CAISO | Li_Battery | 0 | 0 | 0 | 0 | [9 empty] | 0 | 0 | 2.9938 | 0 |  | 0 |  | 0
2026 | CAISO_Hydro | CAISO | CAISO | Hydro | 7070.1 |  |  | 7070.1 | [10 empty] | 0 | 2.9938 | 7070.1
2026 | NW_Hydro | NW | NW | Hydro | 31478.05 |  |  | 31478.05 | [10 empty] | 0 | 2.9938 | 31478.05
2026 | SW_Hydro | SW | SW | Hydro | 2680.31 |  |  | 2680.31 | [10 empty] | 0 | 2.9938 | 2680.31
2026 | LDWP_Hydro | LDWP | LDWP | Hydro | 233.7 |  |  | 233.7 | [10 empty] | 0 | 2.9938 | 233.7
2026 | BANC_Hydro | BANC | BANC | Hydro | 2724.06 |  |  | 2724.06 | [10 empty] | 0 | 2.9938 | 2724.06
2026 | IID_Hydro | IID | IID | Hydro | 83.5 |  |  | 83.5 | [10 empty] | 0 | 2.9938 | 83.5
2026 | NW_Hydro_for_CAISO | CAISO_NW_Hydro | CAISO_NW_Hydro | Hydro_NW_CAISO | 2851.77 |  |  | 2851.77 | [10 empty] | 0 | 2.9938 | 2851.77
2026 | Hydrogen_electrolysis | CAISO | CAISO | Hydrogen_Electrolysis | [9 empty] | 0 |  |  |  |  | 0 | 2.9938 | 0
2026 | CAISO_Shed_DR_Existing | CAISO | CAISO | CAISO_Conventional_DR | 2195.45 |  |  | 2195.45 | [7 empty] | 1 | 2195.45 |  | 0 | 2.9938 | 2195.45
2026 | CAISO_Shed_DR_Tranche1 | CAISO | CAISO | CAISO_Conventional_DR | 0 | 0 | 0 | 0 | [6 empty] | -301149.96 | 1 | 0 | 0 | 0 | 2.9938 | 0 |  | 0 |  | 0
2026 | CAISO_Shed_DR_Tranche2 | CAISO | CAISO | CAISO_Conventional_DR | 0 | 0 | 0 | 0 | [6 empty] | -156700.2 | 1 | 0 | 0 | 0 | 2.9938 | 0 |  | 0 |  | 0
2026 | CAISO_Shed_DR_Tranche3 | CAISO | CAISO | CAISO_Conventional_DR | 0 | 0 | 440.7 | 440.7 | [6 empty] | 0 | 1 | 440.7 | 33052811.55 | 0 | 2.9938 | 0 |  | 440.7 |  | 0
2026 | CAISO_Shed_DR_Tranche4 | CAISO | CAISO | CAISO_Conventional_DR | 0 | 0 | 0 | 0 | [6 empty] | 0 | 1 | 0 | 0 | 0 | 2.9938 | 0 |  | 0 |  | 0
2026 | CAISO_Shed_DR_Tranche5 | CAISO | CAISO | CAISO_Conventional_DR | 0 | 0 | 0 | 0 | [6 empty] | 0 | 1 | 0 | 0 | 0 | 2.9938 | 0 |  | 0 |  | 0
2026 | CAISO_Shed_DR_Tranche6 | CAISO | CAISO | CAISO_Conventional_DR | 0 | 0 | 0 | 0 | [6 empty] | 0 | 1 | 0 | 0 | 0 | 2.9938 | 0 |  | 0 |  | 0
2026 | CAISO_Shed_DR_Tranche7 | CAISO | CAISO | CAISO_Conventional_DR | 0 | 0 | 0 | 0 | [6 empty] | 0 | 1 | 0 | 0 | 0 | 2.9938 | 0 |  | 0 |  | 0
2026 | CAISO_Shed_DR_Tranche8 | CAISO | CAISO | CAISO_Conventional_DR | 0 | 0 | 0 | 0 | [6 empty] | 0 | 1 | 0 | 0 | 0 | 2.9938 | 0 |  | 0 |  | 0
2030 | CAISO_CHP | CAISO | CAISO | CAISO_CHP | 2296.02 |  |  | 2296.02 | [10 empty] | 0 | 4.9706 | 2296.02
2030 | CAISO_Nuclear | CAISO | CAISO | CAISO_Nuclear | 635 |  |  | 635 | [10 empty] | 0 | 4.9706 | 635
2030 | CAISO_CCGT1 | CAISO | CAISO | CAISO_CCGT1 | 13333.47 |  |  | 13333.47 | [7 empty] | 532.4 | 25.04 |  | 148200393.3 | 4.9706 | 13333.47 | 0
2030 | CAISO_CCGT2 | CAISO | CAISO | CAISO_CCGT2 | 2927.93 |  |  | 2927.93 | [7 empty] | 187.53 | 15.61 |  | 32543694.74 | 4.9706 | 2927.93 | 0
2030 | CAISO_Coal | CAISO | CAISO | CAISO_Coal | 0 |  |  | 0 | [7 empty] | 849.97 | 0 |  | 0 | 4.9706 | 0
2030 | CAISO_Peaker1 | CAISO | CAISO | CAISO_Peaker1 | 4913.93 |  |  | 3163 | [7 empty] | 67.59 | 46.8 |  | 43316174.32 | 4.9706 | 3163 | 1750.93
2030 | CAISO_Peaker2 | CAISO | CAISO | CAISO_Peaker2 | 3682.71 |  |  | 2492.02 | [7 empty] | 53 | 47.01 |  | 34127324.77 | 4.9706 | 2492.02 | 1190.69
2030 | CAISO_Advanced_CCGT | CAISO | CAISO | CAISO_Advanced_CCGT | 0 | 0 | 0 | 0 | [7 empty] | 600 | 0 | 0 | 0 | 4.9706 | 0 | 0 | 0 | 0 | 0
2030 | CAISO_Aero_CT | CAISO | CAISO | CAISO_Aero_CT | 0 | 0 | 0 | 0 | [7 empty] | 100 | 0 | 0 | 0 | 4.9706 | 0 | 0 | 0 | 0 | 0
2030 | CAISO_Reciprocating_Engine | CAISO | CAISO | CAISO_Reciprocating_Engine | 255.3 | 0 | 0 | 255.3 | [7 empty] | 10.36 | 24.65 | 0 | 3496243.85 | 4.9706 | 255.3 | 0 | 0 | 0 | 0
2030 | CAISO_ST | CAISO | CAISO | CAISO_ST | 0 |  |  | 0 | [7 empty] | 341.83 | 0 |  | 0 | 4.9706 | 0
2030 | NW_Nuclear | NW | NW | NW_Nuclear | 1756.56 |  |  | 1756.56 | [10 empty] | 0 | 4.9706 | 1756.56
2030 | NW_Coal | NW | NW | NW_Coal | 7363.8 |  |  | 7363.8 | [7 empty] | 367.75 | 20.02 |  | 0 | 4.9706 | 7363.8
2030 | NW_CCGT | NW | NW | NW_CCGT | 9573.43 |  |  | 9573.43 | [7 empty] | 341.91 | 28 |  | 0 | 4.9706 | 9573.43
2030 | NW_Peaker | NW | NW | NW_Peaker | 2993.17 |  |  | 2993.17 | [7 empty] | 29.06 | 103 |  | 0 | 4.9706 | 2993.17
2030 | SW_Nuclear | SW | SW | SW_Nuclear | 2998 |  |  | 2998 | [10 empty] | 0 | 4.9706 | 2998
2030 | SW_Coal | SW | SW | SW_Coal | 6140.6 |  |  | 6140.6 | [7 empty] | 409.46 | 15 |  | 0 | 4.9706 | 6140.6
2030 | SW_CCGT | SW | SW | SW_CCGT | 19741.1 |  |  | 19741.1 | [7 empty] | 344.28 | 57.34 |  | 0 | 4.9706 | 19741.1
2030 | SW_Peaker | SW | SW | SW_Peaker | 6301.92 |  |  | 6301.92 | [7 empty] | 47.78 | 131.89 |  | 0 | 4.9706 | 6301.92
2030 | SW_ST | SW | SW | SW_ST | 966.5 |  |  | 966.5 | [7 empty] | 92.71 | 10.42 |  | 0 | 4.9706 | 966.5
2030 | LDWP_Nuclear | LDWP | LDWP | LDWP_Nuclear | 407 |  |  | 407 | [10 empty] | 0 | 4.9706 | 407
2030 | LDWP_Coal | LDWP | LDWP | LDWP_Coal | 0 |  |  | 0 | [7 empty] | 849.97 | 0 |  | 0 | 4.9706 | 0
2030 | LDWP_CCGT | LDWP | LDWP | LDWP_CCGT | 2754.7 |  |  | 2754.7 | [7 empty] | 385.96 | 7.14 |  | 0 | 4.9706 | 2754.7
2030 | LDWP_Peaker | LDWP | LDWP | LDWP_Peaker | 1647 |  |  | 1647 | [7 empty] | 82.35 | 20 |  | 0 | 4.9706 | 1647
2030 | LDWP_ST | LDWP | LDWP | LDWP_ST | 197 |  |  | 197 | [7 empty] | 110.22 | 1.79 |  | 0 | 4.9706 | 197
2030 | IID_CCGT | IID | IID | IID_CCGT | 255.3 |  |  | 255.3 | [7 empty] | 127.65 | 2 |  | 0 | 4.9706 | 255.3
2030 | IID_Peaker | IID | IID | IID_Peaker | 327 |  |  | 327 | [7 empty] | 36.09 | 9.06 |  | 0 | 4.9706 | 327
2030 | BANC_CCGT | BANC | BANC | BANC_CCGT | 1797.5 |  |  | 1797.5 | [7 empty] | 207.01 | 8.68 |  | 0 | 4.9706 | 1797.5
2030 | BANC_Peaker | BANC | BANC | BANC_Peaker | 866.99 |  |  | 866.99 | [7 empty] | 34.68 | 25 |  | 0 | 4.9706 | 866.99
2030 | BANC_Biomass_for_Other | BANC | BANC | Biomass | 0 |  |  | 0 | [10 empty] | 0 | 4.9706 | 0
2030 | BANC_Geothermal_for_Other | BANC | BANC | Geothermal | 0 |  |  | 0 | [10 empty] | 0 | 4.9706 | 0
2030 | CAISO_Biomass_for_Other | CAISO | CAISO | Biomass | 11.7 |  |  | 11.7 | [10 empty] | 0 | 4.9706 | 11.7
2030 | CAISO_Geothermal_for_Other | CAISO | CAISO | Geothermal | 38.67 |  |  | 38.67 | [10 empty] | 0 | 4.9706 | 38.67
2030 | IID_Biomass_for_Other | IID | IID | Biomass | 0 |  |  | 0 | [10 empty] | 0 | 4.9706 | 0
2030 | IID_Geothermal_for_Other | IID | IID | Geothermal | 4 |  |  | 4 | [10 empty] | 0 | 4.9706 | 4
2030 | LDWP_Biomass_for_Other | LDWP | LDWP | Biomass | 0 |  |  | 0 | [10 empty] | 0 | 4.9706 | 0
2030 | LDWP_Geothermal_for_Other | LDWP | LDWP | Geothermal | 262.56 |  |  | 262.56 | [10 empty] | 0 | 4.9706 | 262.56
2030 | NW_Biomass_for_Other | NW | NW | Biomass | 554.77 |  |  | 554.77 | [10 empty] | 0 | 4.9706 | 554.77
2030 | NW_Geothermal_for_Other | NW | NW | Geothermal | 103.85 |  |  | 103.85 | [10 empty] | 0 | 4.9706 | 103.85
2030 | SW_Biomass_for_Other | SW | SW | Biomass | 36.03 |  |  | 36.03 | [10 empty] | 0 | 4.9706 | 36.03
2030 | SW_Geothermal_for_Other | SW | SW | Geothermal | 406.91 |  |  | 406.91 | [10 empty] | 0 | 4.9706 | 406.91
2030 | CAISO_Biomass_for_CAISO | CAISO | CAISO | Biomass | 889.05 |  |  | 889.05 | [10 empty] | 0 | 4.9706 | 889.05
2030 | CAISO_Geothermal_for_CAISO | CAISO | CAISO | Geothermal | 1812.64 |  |  | 1812.64 | [10 empty] | 0 | 4.9706 | 1812.64
2030 | IID_Geothermal_for_CAISO | IID | CAISO | Geothermal | 83 |  |  | 83 | [10 empty] | 0 | 4.9706 | 83
2030 | NW_Biomass_for_CAISO | NW | CAISO | Biomass | 46 |  |  | 46 | [10 empty] | 0 | 4.9706 | 46
2030 | NW_Geothermal_for_CAISO | NW | CAISO | Geothermal | 0 |  |  | 0 | [10 empty] | 0 | 4.9706 | 0
2030 | InState_Biomass | CAISO | CAISO | Biomass | 0 | 0 | 0 | 0 | None | 0 | 0 |  |  |  | 0 |  |  | 0 | 0 | 4.9706 | 0 |  | 0 |  | 0
2030 | CAISO_Small_Hydro_for_CAISO | CAISO | CAISO | Small_Hydro | 960.23 |  |  | 960.23 | [10 empty] | 0 | 4.9706 | 960.23
2030 | BANC_Small_Hydro_for_CAISO | BANC | CAISO | Small_Hydro | 0 |  |  | 0 | [10 empty] | 0 | 4.9706 | 0
2030 | NW_Small_Hydro_for_CAISO | NW | CAISO | Small_Hydro | 6.9 |  |  | 6.9 | [10 empty] | 0 | 4.9706 | 6.9
2030 | CAISO_Small_Hydro_for_Other | CAISO | CAISO | Small_Hydro | 13.8 |  |  | 13.8 | [10 empty] | 0 | 4.9706 | 13.8
2030 | BANC_Small_Hydro_for_Other | BANC | BANC | Small_Hydro | 0 |  |  | 0 | [10 empty] | 0 | 4.9706 | 0
2030 | IID_Small_Hydro_for_Other | IID | IID | Small_Hydro | 0 |  |  | 0 | [10 empty] | 0 | 4.9706 | 0
2030 | LDWP_Small_Hydro_for_Other | LDWP | LDWP | Small_Hydro | 0 |  |  | 0 | [10 empty] | 0 | 4.9706 | 0
2030 | NW_Small_Hydro_for_Other | NW | NW | Small_Hydro | 0 |  |  | 0 | [10 empty] | 0 | 4.9706 | 0
2030 | SW_Small_Hydro_for_Other | SW | SW | Small_Hydro | 0 |  |  | 0 | [10 empty] | 0 | 4.9706 | 0
2030 | Greater_Imperial_Geothermal | CAISO | CAISO | Geothermal | 0 | 0 | 0 | 0 | Greater_Imperial | 0 | 0 |  |  |  | 0 |  |  | 0 | 0 | 4.9706 | 0 |  | 0 |  | 0
2030 | Inyokern_North_Kramer_Geothermal | CAISO | CAISO | Geothermal | 0 | 0 | 0 | 0 | Inyokern_North_Kramer | 0 | 0 |  |  |  | 0 |  |  | 0 | 0 | 4.9706 | 0 |  | 0 |  | 0
2030 | Northern_California_Ex_Geothermal | CAISO | CAISO | Geothermal | 0 | 0 | 0 | 0 | Northern_California_Ex | 0 | 0 |  |  |  | 0 |  |  | 0 | 0 | 4.9706 | 0 |  | 0 |  | 0
2030 | Pacific_Northwest_Geothermal | CAISO | CAISO | Geothermal | 0 |  |  | 0 | [10 empty] | 0 | 4.9706 | 0
2030 | Riverside_Palm_Springs_Geothermal | CAISO | CAISO | Geothermal | 0 | 0 | 0 | 0 | Riverside_Palm_Springs | 0 | 0 |  |  |  | 0 |  |  | 0 | 0 | 4.9706 | 0 |  | 0 |  | 0
2030 | Solano_Geothermal | CAISO | CAISO | Geothermal | 0 | 0 | 0 | 0 | Solano | 0 | 0 |  |  |  | 0 |  |  | 0 | 0 | 4.9706 | 0 |  | 0 |  | 0
2030 | Southern_Nevada_Geothermal | CAISO | CAISO | Geothermal | 0 | 0 | 0 | 0 | Mountain_Pass_El_Dorado | 0 | 0 |  |  |  | 0 |  |  | 0 | 0 | 4.9706 | 0 |  | 0 |  | 0
2030 | Customer_PV | CAISO | CAISO | Customer_PV | 20066.03 |  |  | 20066.03 | [10 empty] | 0 | 4.9706 | 20066.03
2030 | BANC_Solar_for_Other | BANC | BANC | Solar | 3630.93 |  |  | 3630.93 | [10 empty] | 0 | 4.9706 | 3630.93
2030 | CAISO_Solar_for_Other | CAISO | CAISO | Solar | 12 |  |  | 12 | [10 empty] | 0 | 4.9706 | 12
2030 | IID_Solar_for_Other | IID | IID | Solar | 0 |  |  | 0 | [10 empty] | 0 | 4.9706 | 0
2030 | LDWP_Solar_for_Other | LDWP | LDWP | Solar | 1398.58 |  |  | 1398.58 | [10 empty] | 0 | 4.9706 | 1398.58
2030 | NW_Solar_for_Other | NW | NW | Solar | 562.26 |  |  | 562.26 | [10 empty] | 0 | 4.9706 | 562.26
2030 | SW_Solar_for_Other | SW | SW | Solar | 2899.41 |  |  | 2899.41 | [10 empty] | 0 | 4.9706 | 2899.41
2030 | CAISO_Solar_for_CAISO | CAISO | CAISO | Solar | 14751 |  |  | 14751 | [10 empty] | 0 | 4.9706 | 14751
2030 | IID_Solar_for_CAISO | IID | CAISO | Solar | 49.9 |  |  | 49.9 | [10 empty] | 0 | 4.9706 | 49.9
2030 | SW_Solar_for_CAISO | SW | CAISO | Solar | 65 |  |  | 65 | [10 empty] | 0 | 4.9706 | 65
2030 | BANC_Wind_for_Other | BANC | BANC | Wind | 0 |  |  | 0 | [10 empty] | 0 | 4.9706 | 0
2030 | CAISO_Wind_for_Other | CAISO | CAISO | Wind | 279.98 |  |  | 279.98 | [10 empty] | 0 | 4.9706 | 279.98
2030 | IID_Wind_for_Other | IID | IID | Wind | 0 |  |  | 0 | [10 empty] | 0 | 4.9706 | 0
2030 | LDWP_Wind_for_Other | LDWP | LDWP | Wind | 421.92 |  |  | 421.92 | [10 empty] | 0 | 4.9706 | 421.92
2030 | NW_Wind_for_Other | NW | NW | Wind | 9042.89 |  |  | 9042.89 | [10 empty] | 0 | 4.9706 | 9042.89
2030 | SW_Wind_for_Other | SW | SW | Wind | 1734.98 |  |  | 1734.98 | [10 empty] | 0 | 4.9706 | 1734.98
2030 | CAISO_Wind_for_CAISO | CAISO | CAISO | Wind | 7176.33 |  |  | 7176.33 | [10 empty] | 0 | 4.9706 | 7176.33
2030 | LDWP_Wind_for_CAISO | LDWP | CAISO | Wind | 5.09 |  |  | 5.09 | [10 empty] | 0 | 4.9706 | 5.09
2030 | NW_Wind_for_CAISO | NW | CAISO | Wind | 1417.29 |  |  | 1417.29 | [10 empty] | 0 | 4.9706 | 1417.29
2030 | SW_Wind_for_CAISO | SW | CAISO | Wind | 50.4 |  |  | 50.4 | [10 empty] | 0 | 4.9706 | 50.4
2030 | Carrizo_Solar | CAISO | CAISO | Solar | 0 | 0 | 0 | 0 | Carrizo | 0 | 0 |  |  |  | 0 |  |  | 0 | 0 | 4.9706 | 0 |  | 0 |  | 0
2030 | Carrizo_Wind | CAISO | CAISO | Wind | 0 | 0 | 0 | 0 | Carrizo | 0 | 0 |  |  |  | 0 |  |  | 0 | 0 | 4.9706 | 0 |  | 0 |  | 0
2030 | Central_Valley_North_Los_Banos_Solar | CAISO | CAISO | Solar | 0 | 0 | 0 | 0 | Central_Valley_North_Los_Banos | 0 | 0 |  |  |  | 0 |  |  | 0 | 0 | 4.9706 | 0 |  | 0 |  | 0
2030 | Central_Valley_North_Los_Banos_Wind | CAISO | CAISO | Wind | 0 | 0 | 0 | 0 | Central_Valley_North_Los_Banos | 0 | 0 |  |  |  | 0 |  |  | 0 | 0 | 4.9706 | 0 |  | 0 |  | 0
2030 | Distributed_Solar | CAISO | CAISO | Solar | 0 | 0 | 0 | 0 | None | 0 | 0 |  |  |  | 0 |  |  | 0 | 0 | 4.9706 | 0 |  | 0 |  | 0
2030 | Distributed_Wind | CAISO | CAISO | Wind | 0 | 0 | 253.16 | 253.16 | None | 253.16 | 0 |  |  |  | -18850.82 |  |  | 26204881.19 | 10595518.93 | 4.9706 | 0 |  | 253.16 |  | 0
2030 | Greater_Imperial_Solar | CAISO | CAISO | Solar | 0 | 0 | 919.08 | 919.08 | Greater_Imperial | 919.08 | 0 |  |  |  | 0 |  |  | 56641404.49 | 9474767.7 | 4.9706 | 0 |  | 919.08 |  | 0
2030 | Greater_Imperial_Wind | CAISO | CAISO | Wind | 0 | 0 | 0 | 0 | Greater_Imperial | 0 | 0 |  |  |  | 0 |  |  | 0 | 0 | 4.9706 | 0 |  | 0 |  | 0
2030 | Greater_Kramer_Wind | CAISO | CAISO | Wind | 0 | 0 | 0 | 0 | Greater_Kramer | 0 | 0 |  |  |  | 0 |  |  | 0 | 0 | 4.9706 | 0 |  | 0 |  | 0
2030 | Humboldt_Wind | CAISO | CAISO | Wind | 0 | 34 | 34 | 34 | Humboldt | 0 | 34 |  |  |  | 0 |  |  | 3973618.8 | 1342064.84 | 4.9706 | 0 |  | 34 |  | 0
2030 | Inyokern_North_Kramer_Solar | CAISO | CAISO | Solar | 0 | 0 | 297 | 297 | Inyokern_North_Kramer | 297 | 0 |  |  |  | 0 |  |  | 18303626.6 | 3061763.94 | 4.9706 | 0 |  | 297 |  | 0
2030 | Kern_Greater_Carrizo_Solar | CAISO | CAISO | Solar | 0 | 0 | 298.69 | 298.69 | Kern_Greater_Carrizo | 298.69 | 0 |  |  |  | 0 |  |  | 18407707.81 | 3079174.27 | 4.9706 | 0 |  | 298.69 |  | 0
2030 | Kern_Greater_Carrizo_Wind | CAISO | CAISO | Wind | 0 | 0 | 60 | 60 | Kern_Greater_Carrizo | 60 | 0 |  |  |  | -1437.89 |  |  | 6212716.84 | 2511183.19 | 4.9706 | 0 |  | 60 |  | 0
2030 | Kramer_Inyokern_Ex_Solar | CAISO | CAISO | Solar | 0 | 0 | 860.4 | 860.4 | Kramer_Inyokern_Ex | 860.4 | 0 |  |  |  | 0 |  |  | 53025051.6 | 8869837.36 | 4.9706 | 0 |  | 860.4 |  | 0
2030 | Kramer_Inyokern_Ex_Wind | CAISO | CAISO | Wind | 0 | 0 | 0 | 0 | Kramer_Inyokern_Ex | 0 | 0 |  |  |  | 0 |  |  | 0 | 0 | 4.9706 | 0 |  | 0 |  | 0
2030 | North_Victor_Solar | CAISO | CAISO | Solar | 0 | 0 | 300 | 300 | North_Victor | 300 | 0 |  |  |  | 0 |  |  | 18488511.72 | 3092690.85 | 4.9706 | 0 |  | 300 |  | 0
2030 | Northern_California_Ex_Solar | CAISO | CAISO | Solar | 0 | 0 | 0 | 0 | Northern_California_Ex | 0 | 0 |  |  |  | 0 |  |  | 0 | 0 | 4.9706 | 0 |  | 0 |  | 0
2030 | Northern_California_Ex_Wind | CAISO | CAISO | Wind | 0 | 0 | 865.9 | 865.9 | Northern_California_Ex | 865.9 | 0 |  |  |  | 0 |  |  | 87896033.65 | 36240558.71 | 4.9706 | 0 |  | 865.9 |  | 0
2030 | NW_Ext_Tx_Wind | CAISO | CAISO | Wind | 0 | 553.66 | 816.57 | 816.57 | Sacramento_River | 816.57 | 0 |  |  |  | 0 |  |  | 128050105.59 | 32898069.45 | 4.9706 | 0 |  | 816.57 |  | 0
2030 | Riverside_Palm_Springs_Solar | CAISO | CAISO | Solar | 0 | 686.94 | 1251.94 | 1251.94 | Riverside_Palm_Springs | 565 | 686.94 |  |  |  | 0 |  |  | 84933339.51 | 12286713.83 | 4.9706 | 0 |  | 1251.94 |  | 0
2030 | Sacramento_River_Solar | CAISO | CAISO | Solar | 0 | 0 | 0 | 0 | Sacramento_River | 0 | 0 |  |  |  | 0 |  |  | 0 | 0 | 4.9706 | 0 |  | 0 |  | 0
2030 | Sacramento_River_Wind | CAISO | CAISO | Wind | 0 |  |  | 0 | [10 empty] | 0 | 4.9706 | 0
2030 | SCADSNV_Solar | CAISO | CAISO | Solar | 0 | 0 | 0 | 0 | SCADSNV | 0 | 0 |  |  |  | 0 |  |  | 0 | 0 | 4.9706 | 0 |  | 0 |  | 0
2030 | SCADSNV_Wind | CAISO | CAISO | Wind | 0 | 0 | 0 | 0 | SCADSNV | 0 | 0 |  |  |  | 0 |  |  | 0 | 0 | 4.9706 | 0 |  | 0 |  | 0
2030 | Solano_Solar | CAISO | CAISO | Solar | 0 | 0 | 0 | 0 | Solano | 0 | 0 |  |  |  | 0 |  |  | 0 | 0 | 4.9706 | 0 |  | 0 |  | 0
2030 | Solano_subzone_Solar | CAISO | CAISO | Solar | 0 | 0 | 0 | 0 | Solano_subzone | 0 | 0 |  |  |  | 0 |  |  | 0 | 0 | 4.9706 | 0 |  | 0 |  | 0
2030 | Solano_subzone_Wind | CAISO | CAISO | Wind | 0 | 0 | 0 | 0 | Solano_subzone | 0 | 0 |  |  |  | 0 |  |  | 0 | 0 | 4.9706 | 0 |  | 0 |  | 0
2030 | Solano_Wind | CAISO | CAISO | Wind | 0 | 0 | 542 | 542 | Solano | 542 | 0 |  |  |  | 0 |  |  | 54954546.17 | 22684354.8 | 4.9706 | 0 |  | 542 |  | 0
2030 | Southern_California_Desert_Ex_Solar | CAISO | CAISO | Solar | 0 | 0 | 862 | 862 | Southern_California_Desert_Ex | 862 | 0 |  |  |  | 0 |  |  | 53123657 | 8886331.72 | 4.9706 | 0 |  | 862 |  | 0
2030 | Southern_California_Desert_Ex_Wind | CAISO | CAISO | Wind | 0 | 0 | 0 | 0 | Southern_California_Desert_Ex | 0 | 0 |  |  |  | 0 |  |  | 0 | 0 | 4.9706 | 0 |  | 0 |  | 0
2030 | Southern_Nevada_Solar | CAISO | CAISO | Solar | 0 | 0 | 153.97 | 153.97 | GLW_VEA | 153.97 | 0 |  |  |  | 0 |  |  | 9219225.46 | 1542158.43 | 4.9706 | 0 |  | 153.97 |  | 0
2030 | Southern_Nevada_Wind | CAISO | CAISO | Wind | 0 | 0 | 442.03 | 442.03 | GLW_VEA | 442.03 | 0 |  |  |  | 0 |  |  | 45026961.74 | 18139039.1 | 4.9706 | 0 |  | 442.03 |  | 0
2030 | SW_Ext_Tx_Wind | CAISO | CAISO | Wind | 0 | 0 | 0 | 0 | Riverside_Palm_Springs | 0 | 0 |  |  |  | 0 |  |  | 0 | 0 | 4.9706 | 0 |  | 0 |  | 0
2030 | Tehachapi_Ex_Solar | CAISO | CAISO | Solar | 0 | 0 | 1488 | 1488 | Tehachapi_Ex | 1488 | 0 |  |  |  | 0 |  |  | 91703018.11 | 15339746.63 | 4.9706 | 0 |  | 1488 |  | 0
2030 | Tehachapi_Solar | CAISO | CAISO | Solar | 0 | 0 | 3735.56 | 3735.56 | Tehachapi | 3652.62 | 82.93 |  |  |  | 0 |  |  | 230216294.2 | 38509742.59 | 4.9706 | 0 |  | 3735.56 |  | 0
2030 | Tehachapi_Wind | CAISO | CAISO | Wind | 0 | 0 | 24.38 | 24.38 | Tehachapi | 24.38 | 0 |  |  |  | 0 |  |  | 2323003.62 | 1034469.32 | 4.9706 | 0 |  | 24.38 |  | 0
2030 | Westlands_Ex_Solar | CAISO | CAISO | Solar | 0 | 0 | 1778.57 | 1778.57 | Westlands_Ex | 1778.57 | 0 |  |  |  | 0 |  |  | 109610559.16 | 18335254.82 | 4.9706 | 0 |  | 1778.57 |  | 0
2030 | Westlands_Ex_Wind | CAISO | CAISO | Wind | 0 |  |  | 0 | [10 empty] | 0 | 4.9706 | 0
2030 | Westlands_Solar | CAISO | CAISO | Solar | 0 | 0 | 0 | 0 | Westlands | 0 | 0 |  |  |  | 0 |  |  | 0 | 0 | 4.9706 | 0 |  | 0 |  | 0
2030 | Arizona_Solar | CAISO | CAISO | Solar | 0 |  |  | 0 | [10 empty] | 0 | 4.9706 | 0
2030 | Arizona_Wind | CAISO | CAISO | Wind | 0 |  |  | 0 | [10 empty] | 0 | 4.9706 | 0
2030 | Baja_California_Solar | CAISO | CAISO | Solar | 0 |  |  | 0 | [10 empty] | 0 | 4.9706 | 0
2030 | Baja_California_Wind | CAISO | CAISO | Wind | 0 |  |  | 0 | [10 empty] | 0 | 4.9706 | 0
2030 | Idaho_Wind | CAISO | CAISO | Wind | 0 |  |  | 0 | [10 empty] | 0 | 4.9706 | 0
2030 | New_Mexico_Solar | CAISO | CAISO | Solar | 0 |  |  | 0 | [10 empty] | 0 | 4.9706 | 0
2030 | New_Mexico_Wind | CAISO | CAISO | Wind | 0 |  |  | 0 | [10 empty] | 0 | 4.9706 | 0
2030 | Utah_Solar | CAISO | CAISO | Solar | 0 |  |  | 0 | [10 empty] | 0 | 4.9706 | 0
2030 | Utah_Wind | CAISO | CAISO | Wind | 0 |  |  | 0 | [10 empty] | 0 | 4.9706 | 0
2030 | Wyoming_Wind | CAISO | CAISO | Wind | 0 |  |  | 0 | [10 empty] | 0 | 4.9706 | 0
2030 | Pacific_Northwest_Wind | CAISO | CAISO | Wind | 0 |  |  | 0 | [10 empty] | 0 | 4.9706 | 0
2030 | Cape_Mendocino_Offshore_Wind | CAISO | CAISO | Offshore_Wind | 0 |  |  | 0 | [10 empty] | 0 | 4.9706 | 0
2030 | Del_Norte_Offshore_Wind | CAISO | CAISO | Offshore_Wind | 0 |  |  | 0 | [10 empty] | 0 | 4.9706 | 0
2030 | Diablo_Canyon_Offshore_Wind | CAISO | CAISO | Offshore_Wind | 0 |  |  | 0 | [10 empty] | 0 | 4.9706 | 0
2030 | Humboldt_Bay_Offshore_Wind | CAISO | CAISO | Offshore_Wind | 0 |  |  | 0 | [10 empty] | 0 | 4.9706 | 0
2030 | Morro_Bay_Offshore_Wind | CAISO | CAISO | Offshore_Wind | 0 |  |  | 0 | [10 empty] | 0 | 4.9706 | 0
2030 | CAISO_Existing_Pumped_Storage | CAISO | CAISO | Pumped_Hydro | 1599.2 |  |  | 1599.2 | [10 empty] | 0 | 4.9706 | 1599.2
2030 | CAISO_New_Pumped_Storage | CAISO | CAISO | Pumped_Hydro | 0 | 0 | 0 | 0 | [6 empty] | 0 |  |  | 0 | 0 | 4.9706 | 0 |  | 0 |  | 0
2030 | CAISO_New_Flow_Battery | CAISO | CAISO | Flow_Battery | 0 | 0 | 0 | 0 | [6 empty] | 0 |  |  | 0 | 0 | 4.9706 | 0 |  | 0 |  | 0
2030 | CAISO_New_Flow_Battery_2 | CAISO | CAISO | Flow_Battery | 0 | 0 | 0 | 0 | [6 empty] | 0 |  |  | 0 | 0 | 4.9706 | 0 |  | 0 |  | 0
2030 | CAISO_New_Flow_Battery_3 | CAISO | CAISO | Flow_Battery | 0 | 0 | 0 | 0 | [6 empty] | 0 |  |  | 0 | 0 | 4.9706 | 0 |  | 0 |  | 0
2030 | CAISO_New_Flow_Battery_4 | CAISO | CAISO | Flow_Battery | 0 | 0 | 0 | 0 | [6 empty] | 0 |  |  | 0 | 0 | 4.9706 | 0 |  | 0 |  | 0
2030 | CAISO_New_Flow_Battery_5 | CAISO | CAISO | Flow_Battery | 0 | 0 | 0 | 0 | [9 empty] | 0 | 0 | 4.9706 | 0 |  | 0 |  | 0
2030 | CAISO_New_Li_Battery | CAISO | CAISO | Li_Battery | 0 | 1973.88 | 8387.49 | 8387.49 | [6 empty] | -3393.59 |  |  | 707711744.53 | 77328940.41 | 4.9706 | 0 |  | 8387.49 |  | 1479.31
2030 | CAISO_BTM_Li_Battery | CAISO | CAISO | BTM_Li_Battery | 1647.06 | 0 | 0 | 1647.06 | [6 empty] | 0 |  |  | 0 | 15706568.92 | 4.9706 | 1647.06 |  | 0 |  | 0
2030 | CAISO_New_Li_Battery_2 | CAISO | CAISO | Li_Battery | 0 | 1386.3 | 1386.3 | 1386.3 | [6 empty] | 0 |  |  | 45903707.37 | 4731297.14 | 4.9706 | 0 |  | 1386.3 |  | 0
2030 | CAISO_New_Li_Battery_3 | CAISO | CAISO | Li_Battery | 0 | 0 | 0 | 0 | [6 empty] | 0 |  |  | 0 | 0 | 4.9706 | 0 |  | 0 |  | 0
2030 | CAISO_New_Li_Battery_4 | CAISO | CAISO | Li_Battery | 0 | 0 | 0 | 0 | [6 empty] | 0 |  |  | 0 | 0 | 4.9706 | 0 |  | 0 |  | 0
2030 | CAISO_New_Li_Battery_5 | CAISO | CAISO | Li_Battery | 0 | 0 | 0 | 0 | [9 empty] | 0 | 0 | 4.9706 | 0 |  | 0 |  | 0
2030 | CAISO_New_Li_Battery_6 | CAISO | CAISO | Li_Battery | 0 | 0 | 0 | 0 | [9 empty] | 0 | 0 | 4.9706 | 0 |  | 0 |  | 0
2030 | CAISO_Hydro | CAISO | CAISO | Hydro | 7069.51 |  |  | 7069.51 | [10 empty] | 0 | 4.9706 | 7069.51
2030 | NW_Hydro | NW | NW | Hydro | 31295.12 |  |  | 31295.12 | [10 empty] | 0 | 4.9706 | 31295.12
2030 | SW_Hydro | SW | SW | Hydro | 2532.43 |  |  | 2532.43 | [10 empty] | 0 | 4.9706 | 2532.43
2030 | LDWP_Hydro | LDWP | LDWP | Hydro | 233.7 |  |  | 233.7 | [10 empty] | 0 | 4.9706 | 233.7
2030 | BANC_Hydro | BANC | BANC | Hydro | 2724.06 |  |  | 2724.06 | [10 empty] | 0 | 4.9706 | 2724.06
2030 | IID_Hydro | IID | IID | Hydro | 83.5 |  |  | 83.5 | [10 empty] | 0 | 4.9706 | 83.5
2030 | NW_Hydro_for_CAISO | CAISO_NW_Hydro | CAISO_NW_Hydro | Hydro_NW_CAISO | 2851.77 |  |  | 2851.77 | [10 empty] | 0 | 4.9706 | 2851.77
2030 | Hydrogen_electrolysis | CAISO | CAISO | Hydrogen_Electrolysis | [9 empty] | 0 |  |  |  |  | 0 | 4.9706 | 0
2030 | CAISO_Shed_DR_Existing | CAISO | CAISO | CAISO_Conventional_DR | 2195.45 |  |  | 2195.45 | [7 empty] | 1 | 2195.45 |  | 0 | 4.9706 | 2195.45
2030 | CAISO_Shed_DR_Tranche1 | CAISO | CAISO | CAISO_Conventional_DR | 0 | 0 | 0 | 0 | [6 empty] | 0 | 1 | 0 | 0 | 0 | 4.9706 | 0 |  | 0 |  | 0
2030 | CAISO_Shed_DR_Tranche2 | CAISO | CAISO | CAISO_Conventional_DR | 0 | 0 | 0 | 0 | [6 empty] | 0 | 1 | 0 | 0 | 0 | 4.9706 | 0 |  | 0 |  | 0
2030 | CAISO_Shed_DR_Tranche3 | CAISO | CAISO | CAISO_Conventional_DR | 0 | 0 | 440.7 | 440.7 | [6 empty] | 0 | 1 | 440.7 | 33052811.55 | 0 | 4.9706 | 0 |  | 440.7 |  | 0
2030 | CAISO_Shed_DR_Tranche4 | CAISO | CAISO | CAISO_Conventional_DR | 0 | 0 | 0 | 0 | [6 empty] | 0 | 1 | 0 | 0 | 0 | 4.9706 | 0 |  | 0 |  | 0
2030 | CAISO_Shed_DR_Tranche5 | CAISO | CAISO | CAISO_Conventional_DR | 0 | 0 | 0 | 0 | [6 empty] | 0 | 1 | 0 | 0 | 0 | 4.9706 | 0 |  | 0 |  | 0
2030 | CAISO_Shed_DR_Tranche6 | CAISO | CAISO | CAISO_Conventional_DR | 0 | 0 | 0 | 0 | [6 empty] | 0 | 1 | 0 | 0 | 0 | 4.9706 | 0 |  | 0 |  | 0
2030 | CAISO_Shed_DR_Tranche7 | CAISO | CAISO | CAISO_Conventional_DR | 0 | 0 | 0 | 0 | [6 empty] | 0 | 1 | 0 | 0 | 0 | 4.9706 | 0 |  | 0 |  | 0
2030 | CAISO_Shed_DR_Tranche8 | CAISO | CAISO | CAISO_Conventional_DR | 0 | 0 | 0 | 0 | [6 empty] | 0 | 1 | 0 | 0 | 0 | 4.9706 | 0 |  | 0 |  | 0
2045 | CAISO_CHP | CAISO | CAISO | CAISO_CHP | 0 |  |  | 0 | [10 empty] | 0 | 6.6952 | 0
2045 | CAISO_Nuclear | CAISO | CAISO | CAISO_Nuclear | 635 |  |  | 635 | [10 empty] | 0 | 6.6952 | 635
2045 | CAISO_CCGT1 | CAISO | CAISO | CAISO_CCGT1 | 13333.47 |  |  | 13333.47 | [7 empty] | 532.4 | 25.04 |  | 148200393.3 | 6.6952 | 13333.47 | 0
2045 | CAISO_CCGT2 | CAISO | CAISO | CAISO_CCGT2 | 2927.93 |  |  | 1885 | [7 empty] | 187.53 | 10.05 |  | 20951615.85 | 6.6952 | 1885 | 1042.93
2045 | CAISO_Coal | CAISO | CAISO | CAISO_Coal | 0 |  |  | 0 | [7 empty] | 849.97 | 0 |  | 0 | 6.6952 | 0
2045 | CAISO_Peaker1 | CAISO | CAISO | CAISO_Peaker1 | 4913.93 |  |  | 3163 | [7 empty] | 67.59 | 46.8 |  | 43316174.32 | 6.6952 | 3163 | 1750.93
2045 | CAISO_Peaker2 | CAISO | CAISO | CAISO_Peaker2 | 3682.71 |  |  | 1309 | [7 empty] | 53 | 24.7 |  | 17926295.35 | 6.6952 | 1309 | 2373.71
2045 | CAISO_Advanced_CCGT | CAISO | CAISO | CAISO_Advanced_CCGT | 0 | 0 | 0 | 0 | [7 empty] | 600 | 0 | 0 | 0 | 6.6952 | 0 | 0 | 0 | 0 | 0
2045 | CAISO_Aero_CT | CAISO | CAISO | CAISO_Aero_CT | 0 | 0 | 0 | 0 | [7 empty] | 100 | 0 | 0 | 0 | 6.6952 | 0 | 0 | 0 | 0 | 0
2045 | CAISO_Reciprocating_Engine | CAISO | CAISO | CAISO_Reciprocating_Engine | 255.3 | 0 | 0 | 184 | [7 empty] | 10.36 | 17.77 | 0 | 2519815.39 | 6.6952 | 184 | 71.3 | 0 | 0 | 0
2045 | CAISO_ST | CAISO | CAISO | CAISO_ST | 0 |  |  | 0 | [7 empty] | 341.83 | 0 |  | 0 | 6.6952 | 0
2045 | NW_Nuclear | NW | NW | NW_Nuclear | 1756.56 |  |  | 1756.56 | [10 empty] | 0 | 6.6952 | 1756.56
2045 | NW_Coal | NW | NW | NW_Coal | 7363.8 |  |  | 7363.8 | [7 empty] | 367.75 | 20.02 |  | 0 | 6.6952 | 7363.8
2045 | NW_CCGT | NW | NW | NW_CCGT | 9573.43 |  |  | 9573.43 | [7 empty] | 341.91 | 28 |  | 0 | 6.6952 | 9573.43
2045 | NW_Peaker | NW | NW | NW_Peaker | 2587.53 |  |  | 2587.53 | [7 empty] | 29.06 | 89.04 |  | 0 | 6.6952 | 2587.53
2045 | SW_Nuclear | SW | SW | SW_Nuclear | 2998 |  |  | 2998 | [10 empty] | 0 | 6.6952 | 2998
2045 | SW_Coal | SW | SW | SW_Coal | 6140.6 |  |  | 6140.6 | [7 empty] | 409.46 | 15 |  | 0 | 6.6952 | 6140.6
2045 | SW_CCGT | SW | SW | SW_CCGT | 16156.7 |  |  | 16156.7 | [7 empty] | 344.28 | 46.93 |  | 0 | 6.6952 | 16156.7
2045 | SW_Peaker | SW | SW | SW_Peaker | 5481.92 |  |  | 5481.92 | [7 empty] | 47.78 | 114.73 |  | 0 | 6.6952 | 5481.92
2045 | SW_ST | SW | SW | SW_ST | 824.5 |  |  | 824.5 | [7 empty] | 92.71 | 8.89 |  | 0 | 6.6952 | 824.5
2045 | LDWP_Nuclear | LDWP | LDWP | LDWP_Nuclear | 407 |  |  | 407 | [10 empty] | 0 | 6.6952 | 407
2045 | LDWP_Coal | LDWP | LDWP | LDWP_Coal | 0 |  |  | 0 | [7 empty] | 849.97 | 0 |  | 0 | 6.6952 | 0
2045 | LDWP_CCGT | LDWP | LDWP | LDWP_CCGT | 2754.7 |  |  | 2754.7 | [7 empty] | 385.96 | 7.14 |  | 0 | 6.6952 | 2754.7
2045 | LDWP_Peaker | LDWP | LDWP | LDWP_Peaker | 1647 |  |  | 1647 | [7 empty] | 82.35 | 20 |  | 0 | 6.6952 | 1647
2045 | LDWP_ST | LDWP | LDWP | LDWP_ST | 197 |  |  | 197 | [7 empty] | 110.22 | 1.79 |  | 0 | 6.6952 | 197
2045 | IID_CCGT | IID | IID | IID_CCGT | 255.3 |  |  | 255.3 | [7 empty] | 127.65 | 2 |  | 0 | 6.6952 | 255.3
2045 | IID_Peaker | IID | IID | IID_Peaker | 327 |  |  | 327 | [7 empty] | 36.09 | 9.06 |  | 0 | 6.6952 | 327
2045 | BANC_CCGT | BANC | BANC | BANC_CCGT | 1797.5 |  |  | 1797.5 | [7 empty] | 207.01 | 8.68 |  | 0 | 6.6952 | 1797.5
2045 | BANC_Peaker | BANC | BANC | BANC_Peaker | 866.99 |  |  | 866.99 | [7 empty] | 34.68 | 25 |  | 0 | 6.6952 | 866.99
2045 | BANC_Biomass_for_Other | BANC | BANC | Biomass | 0 |  |  | 0 | [10 empty] | 0 | 6.6952 | 0
2045 | BANC_Geothermal_for_Other | BANC | BANC | Geothermal | 0 |  |  | 0 | [10 empty] | 0 | 6.6952 | 0
2045 | CAISO_Biomass_for_Other | CAISO | CAISO | Biomass | 11.7 |  |  | 11.7 | [10 empty] | 0 | 6.6952 | 11.7
2045 | CAISO_Geothermal_for_Other | CAISO | CAISO | Geothermal | 38.67 |  |  | 38.67 | [10 empty] | 0 | 6.6952 | 38.67
2045 | IID_Biomass_for_Other | IID | IID | Biomass | 0 |  |  | 0 | [10 empty] | 0 | 6.6952 | 0
2045 | IID_Geothermal_for_Other | IID | IID | Geothermal | 4 |  |  | 4 | [10 empty] | 0 | 6.6952 | 4
2045 | LDWP_Biomass_for_Other | LDWP | LDWP | Biomass | 0 |  |  | 0 | [10 empty] | 0 | 6.6952 | 0
2045 | LDWP_Geothermal_for_Other | LDWP | LDWP | Geothermal | 262.56 |  |  | 262.56 | [10 empty] | 0 | 6.6952 | 262.56
2045 | NW_Biomass_for_Other | NW | NW | Biomass | 554.77 |  |  | 554.77 | [10 empty] | 0 | 6.6952 | 554.77
2045 | NW_Geothermal_for_Other | NW | NW | Geothermal | 103.85 |  |  | 103.85 | [10 empty] | 0 | 6.6952 | 103.85
2045 | SW_Biomass_for_Other | SW | SW | Biomass | 36.03 |  |  | 36.03 | [10 empty] | 0 | 6.6952 | 36.03
2045 | SW_Geothermal_for_Other | SW | SW | Geothermal | 397.54 |  |  | 397.54 | [10 empty] | 0 | 6.6952 | 397.54
2045 | CAISO_Biomass_for_CAISO | CAISO | CAISO | Biomass | 889.05 |  |  | 889.05 | [10 empty] | 0 | 6.6952 | 889.05
2045 | CAISO_Geothermal_for_CAISO | CAISO | CAISO | Geothermal | 1812.64 |  |  | 1812.64 | [10 empty] | 0 | 6.6952 | 1812.64
2045 | IID_Geothermal_for_CAISO | IID | CAISO | Geothermal | 83 |  |  | 83 | [10 empty] | 0 | 6.6952 | 83
2045 | NW_Biomass_for_CAISO | NW | CAISO | Biomass | 46 |  |  | 46 | [10 empty] | 0 | 6.6952 | 46
2045 | NW_Geothermal_for_CAISO | NW | CAISO | Geothermal | 0 |  |  | 0 | [10 empty] | 0 | 6.6952 | 0
2045 | InState_Biomass | CAISO | CAISO | Biomass | 0 | 0 | 0 | 0 | None | 0 | 0 |  |  |  | 0 |  |  | 0 | 0 | 6.6952 | 0 |  | 0 |  | 0
2045 | CAISO_Small_Hydro_for_CAISO | CAISO | CAISO | Small_Hydro | 960.23 |  |  | 960.23 | [10 empty] | 0 | 6.6952 | 960.23
2045 | BANC_Small_Hydro_for_CAISO | BANC | CAISO | Small_Hydro | 0 |  |  | 0 | [10 empty] | 0 | 6.6952 | 0
2045 | NW_Small_Hydro_for_CAISO | NW | CAISO | Small_Hydro | 6.9 |  |  | 6.9 | [10 empty] | 0 | 6.6952 | 6.9
2045 | CAISO_Small_Hydro_for_Other | CAISO | CAISO | Small_Hydro | 13.8 |  |  | 13.8 | [10 empty] | 0 | 6.6952 | 13.8
2045 | BANC_Small_Hydro_for_Other | BANC | BANC | Small_Hydro | 0 |  |  | 0 | [10 empty] | 0 | 6.6952 | 0
2045 | IID_Small_Hydro_for_Other | IID | IID | Small_Hydro | 0 |  |  | 0 | [10 empty] | 0 | 6.6952 | 0
2045 | LDWP_Small_Hydro_for_Other | LDWP | LDWP | Small_Hydro | 0 |  |  | 0 | [10 empty] | 0 | 6.6952 | 0
2045 | NW_Small_Hydro_for_Other | NW | NW | Small_Hydro | 0 |  |  | 0 | [10 empty] | 0 | 6.6952 | 0
2045 | SW_Small_Hydro_for_Other | SW | SW | Small_Hydro | 0 |  |  | 0 | [10 empty] | 0 | 6.6952 | 0
2045 | Greater_Imperial_Geothermal | CAISO | CAISO | Geothermal | 0 | 1256.78 | 1256.78 | 1256.78 | Greater_Imperial | 0 | 1256.78 |  |  |  | -36490.21 |  |  | 715817415.58 | 186935840.67 | 6.6952 | 0 |  | 1256.78 |  | 0
2045 | Inyokern_North_Kramer_Geothermal | CAISO | CAISO | Geothermal | 0 | 0 | 0 | 0 | Inyokern_North_Kramer | 0 | 0 |  |  |  | 0 |  |  | 0 | 0 | 6.6952 | 0 |  | 0 |  | 0
2045 | Northern_California_Ex_Geothermal | CAISO | CAISO | Geothermal | 0 | 469 | 469 | 469 | Northern_California_Ex | 469 | 0 |  |  |  | -17896.23 |  |  | 267126696.86 | 69760182.63 | 6.6952 | 0 |  | 469 |  | 0
2045 | Pacific_Northwest_Geothermal | CAISO | CAISO | Geothermal | 0 |  |  | 0 | [10 empty] | 0 | 6.6952 | 0
2045 | Riverside_Palm_Springs_Geothermal | CAISO | CAISO | Geothermal | 0 | 0 | 0 | 0 | Riverside_Palm_Springs | 0 | 0 |  |  |  | 0 |  |  | 0 | 0 | 6.6952 | 0 |  | 0 |  | 0
2045 | Solano_Geothermal | CAISO | CAISO | Geothermal | 0 | 135 | 135 | 135 | Solano | 57 | 78 |  |  |  | -95416.12 |  |  | 76891479.91 | 20080223.15 | 6.6952 | 0 |  | 135 |  | 0
2045 | Southern_Nevada_Geothermal | CAISO | CAISO | Geothermal | 0 | 320 | 320 | 320 | Mountain_Pass_El_Dorado | 250 | 70 |  |  |  | -89261.91 |  |  | 176811543.31 | 46174364.82 | 6.6952 | 0 |  | 320 |  | 0
2045 | Customer_PV | CAISO | CAISO | Customer_PV | 34857.67 |  |  | 34857.67 | [10 empty] | 0 | 6.6952 | 34857.67
2045 | BANC_Solar_for_Other | BANC | BANC | Solar | 3630.93 |  |  | 3630.93 | [10 empty] | 0 | 6.6952 | 3630.93
2045 | CAISO_Solar_for_Other | CAISO | CAISO | Solar | 12 |  |  | 12 | [10 empty] | 0 | 6.6952 | 12
2045 | IID_Solar_for_Other | IID | IID | Solar | 0 |  |  | 0 | [10 empty] | 0 | 6.6952 | 0
2045 | LDWP_Solar_for_Other | LDWP | LDWP | Solar | 1398.58 |  |  | 1398.58 | [10 empty] | 0 | 6.6952 | 1398.58
2045 | NW_Solar_for_Other | NW | NW | Solar | 562.26 |  |  | 562.26 | [10 empty] | 0 | 6.6952 | 562.26
2045 | SW_Solar_for_Other | SW | SW | Solar | 4323.15 |  |  | 4323.15 | [10 empty] | 0 | 6.6952 | 4323.15
2045 | CAISO_Solar_for_CAISO | CAISO | CAISO | Solar | 14751 |  |  | 14751 | [10 empty] | 0 | 6.6952 | 14751
2045 | IID_Solar_for_CAISO | IID | CAISO | Solar | 49.9 |  |  | 49.9 | [10 empty] | 0 | 6.6952 | 49.9
2045 | SW_Solar_for_CAISO | SW | CAISO | Solar | 65 |  |  | 65 | [10 empty] | 0 | 6.6952 | 65
2045 | BANC_Wind_for_Other | BANC | BANC | Wind | 0 |  |  | 0 | [10 empty] | 0 | 6.6952 | 0
2045 | CAISO_Wind_for_Other | CAISO | CAISO | Wind | 279.98 |  |  | 279.98 | [10 empty] | 0 | 6.6952 | 279.98
2045 | IID_Wind_for_Other | IID | IID | Wind | 0 |  |  | 0 | [10 empty] | 0 | 6.6952 | 0
2045 | LDWP_Wind_for_Other | LDWP | LDWP | Wind | 421.92 |  |  | 421.92 | [10 empty] | 0 | 6.6952 | 421.92
2045 | NW_Wind_for_Other | NW | NW | Wind | 10781.1 |  |  | 10781.1 | [10 empty] | 0 | 6.6952 | 10781.1
2045 | SW_Wind_for_Other | SW | SW | Wind | 1671.87 |  |  | 1671.87 | [10 empty] | 0 | 6.6952 | 1671.87
2045 | CAISO_Wind_for_CAISO | CAISO | CAISO | Wind | 7176.33 |  |  | 7176.33 | [10 empty] | 0 | 6.6952 | 7176.33
2045 | LDWP_Wind_for_CAISO | LDWP | CAISO | Wind | 5.09 |  |  | 5.09 | [10 empty] | 0 | 6.6952 | 5.09
2045 | NW_Wind_for_CAISO | NW | CAISO | Wind | 1417.29 |  |  | 1417.29 | [10 empty] | 0 | 6.6952 | 1417.29
2045 | SW_Wind_for_CAISO | SW | CAISO | Wind | 50.4 |  |  | 50.4 | [10 empty] | 0 | 6.6952 | 50.4
2045 | Carrizo_Solar | CAISO | CAISO | Solar | 0 | 9907 | 9907 | 9907 | Carrizo | 9907 | 0 |  |  |  | -4982.93 |  |  | 670653208.56 | 81115942.12 | 6.6952 | 0 |  | 9907 |  | 0
2045 | Carrizo_Wind | CAISO | CAISO | Wind | 0 | 0 | 0 | 0 | Carrizo | 0 | 0 |  |  |  | 0 |  |  | 0 | 0 | 6.6952 | 0 |  | 0 |  | 0
2045 | Central_Valley_North_Los_Banos_Solar | CAISO | CAISO | Solar | 0 | 0 | 0 | 0 | Central_Valley_North_Los_Banos | 0 | 0 |  |  |  | 0 |  |  | 0 | 0 | 6.6952 | 0 |  | 0 |  | 0
2045 | Central_Valley_North_Los_Banos_Wind | CAISO | CAISO | Wind | 0 | 0 | 0 | 0 | Central_Valley_North_Los_Banos | 0 | 0 |  |  |  | 0 |  |  | 0 | 0 | 6.6952 | 0 |  | 0 |  | 0
2045 | Distributed_Solar | CAISO | CAISO | Solar | 0 | 0 | 0 | 0 | None | 0 | 0 |  |  |  | 0 |  |  | 0 | 0 | 6.6952 | 0 |  | 0 |  | 0
2045 | Distributed_Wind | CAISO | CAISO | Wind | 0 | 0 | 253.16 | 253.16 | None | 253.16 | 0 |  |  |  | 0 |  |  | 26204881.19 | 10595518.93 | 6.6952 | 0 |  | 253.16 |  | 0
2045 | Greater_Imperial_Solar | CAISO | CAISO | Solar | 0 | 643.22 | 1562.3 | 1562.3 | Greater_Imperial | 919.08 | 643.22 |  |  |  | 0 |  |  | 100184391.69 | 14741320.34 | 6.6952 | 0 |  | 1562.3 |  | 0
2045 | Greater_Imperial_Wind | CAISO | CAISO | Wind | 0 | 0 | 0 | 0 | Greater_Imperial | 0 | 0 |  |  |  | -192968.31 |  |  | 0 | 0 | 6.6952 | 0 |  | 0 |  | 0
2045 | Greater_Kramer_Wind | CAISO | CAISO | Wind | 0 | 0 | 0 | 0 | Greater_Kramer | 0 | 0 |  |  |  | 0 |  |  | 0 | 0 | 6.6952 | 0 |  | 0 |  | 0
2045 | Humboldt_Wind | CAISO | CAISO | Wind | 0 | 0 | 34 | 34 | Humboldt | 0 | 34 |  |  |  | -122187.36 |  |  | 3973618.8 | 1342064.84 | 6.6952 | 0 |  | 34 |  | 0
2045 | Inyokern_North_Kramer_Solar | CAISO | CAISO | Solar | 0 | 0 | 297 | 297 | Inyokern_North_Kramer | 297 | 0 |  |  |  | 0 |  |  | 18303626.6 | 3061763.94 | 6.6952 | 0 |  | 297 |  | 0
2045 | Kern_Greater_Carrizo_Solar | CAISO | CAISO | Solar | 0 | 8030.31 | 8329 | 8329 | Kern_Greater_Carrizo | 7979 | 350 |  |  |  | -15011.87 |  |  | 562018683.59 | 68829275.64 | 6.6952 | 0 |  | 8329 |  | 0
2045 | Kern_Greater_Carrizo_Wind | CAISO | CAISO | Wind | 0 | 0 | 60 | 60 | Kern_Greater_Carrizo | 60 | 0 |  |  |  | 0 |  |  | 6212716.84 | 2511183.19 | 6.6952 | 0 |  | 60 |  | 0
2045 | Kramer_Inyokern_Ex_Solar | CAISO | CAISO | Solar | 0 | 3647.6 | 4508 | 4508 | Kramer_Inyokern_Ex | 4508 | 0 |  |  |  | -15948.05 |  |  | 299948907.82 | 38735438.5 | 6.6952 | 0 |  | 4508 |  | 0
2045 | Kramer_Inyokern_Ex_Wind | CAISO | CAISO | Wind | 0 | 0 | 0 | 0 | Kramer_Inyokern_Ex | 0 | 0 |  |  |  | -2346.44 |  |  | 0 | 0 | 6.6952 | 0 |  | 0 |  | 0
2045 | North_Victor_Solar | CAISO | CAISO | Solar | 0 | 0 | 300 | 300 | North_Victor | 300 | 0 |  |  |  | 0 |  |  | 18488511.72 | 3092690.85 | 6.6952 | 0 |  | 300 |  | 0
2045 | Northern_California_Ex_Solar | CAISO | CAISO | Solar | 0 | 0 | 0 | 0 | Northern_California_Ex | 0 | 0 |  |  |  | 0 |  |  | 0 | 0 | 6.6952 | 0 |  | 0 |  | 0
2045 | Northern_California_Ex_Wind | CAISO | CAISO | Wind | 0 | 0 | 865.9 | 865.9 | Northern_California_Ex | 865.9 | 0 |  |  |  | -78962.34 |  |  | 87896033.65 | 36240558.71 | 6.6952 | 0 |  | 865.9 |  | 0
2045 | NW_Ext_Tx_Wind | CAISO | CAISO | Wind | 0 | 683.43 | 1500 | 1500 | Sacramento_River | 1396.02 | 103.98 |  |  |  | -75931.94 |  |  | 244871885.33 | 56761233.04 | 6.6952 | 0 |  | 1500 |  | 0
2045 | Riverside_Palm_Springs_Solar | CAISO | CAISO | Solar | 0 | 1363.06 | 2615 | 2615 | Riverside_Palm_Springs | 565 | 2050 |  |  |  | 0 |  |  | 177205740.37 | 23447120.77 | 6.6952 | 0 |  | 2615 |  | 0
2045 | Sacramento_River_Solar | CAISO | CAISO | Solar | 0 | 1696.02 | 1696.02 | 1696.02 | Sacramento_River | 0 | 1696.02 |  |  |  | 0 |  |  | 114811875.92 | 13886571.13 | 6.6952 | 0 |  | 1696.02 |  | 0
2045 | Sacramento_River_Wind | CAISO | CAISO | Wind | 0 |  |  | 0 | [10 empty] | 0 | 6.6952 | 0
2045 | SCADSNV_Solar | CAISO | CAISO | Solar | 0 | 0 | 0 | 0 | SCADSNV | 0 | 0 |  |  |  | 0 |  |  | 0 | 0 | 6.6952 | 0 |  | 0 |  | 0
2045 | SCADSNV_Wind | CAISO | CAISO | Wind | 0 | 0 | 0 | 0 | SCADSNV | 0 | 0 |  |  |  | 0 |  |  | 0 | 0 | 6.6952 | 0 |  | 0 |  | 0
2045 | Solano_Solar | CAISO | CAISO | Solar | 0 | 622 | 622 | 622 | Solano | 0 | 622 |  |  |  | 0 |  |  | 42106217.39 | 5092774.4 | 6.6952 | 0 |  | 622 |  | 0
2045 | Solano_subzone_Solar | CAISO | CAISO | Solar | 0 | 0 | 0 | 0 | Solano_subzone | 0 | 0 |  |  |  | 0 |  |  | 0 | 0 | 6.6952 | 0 |  | 0 |  | 0
2045 | Solano_subzone_Wind | CAISO | CAISO | Wind | 0 | 0 | 0 | 0 | Solano_subzone | 0 | 0 |  |  |  | 0 |  |  | 0 | 0 | 6.6952 | 0 |  | 0 |  | 0
2045 | Solano_Wind | CAISO | CAISO | Wind | 0 | 0 | 542 | 542 | Solano | 542 | 0 |  |  |  | 0 |  |  | 54954546.17 | 22684354.8 | 6.6952 | 0 |  | 542 |  | 0
2045 | Southern_California_Desert_Ex_Solar | CAISO | CAISO | Solar | 0 | 0 | 862 | 862 | Southern_California_Desert_Ex | 862 | 0 |  |  |  | 0 |  |  | 53123657 | 8886331.72 | 6.6952 | 0 |  | 862 |  | 0
2045 | Southern_California_Desert_Ex_Wind | CAISO | CAISO | Wind | 0 | 0 | 0 | 0 | Southern_California_Desert_Ex | 0 | 0 |  |  |  | 0 |  |  | 0 | 0 | 6.6952 | 0 |  | 0 |  | 0
2045 | Southern_Nevada_Solar | CAISO | CAISO | Solar | 0 | 0 | 153.97 | 153.97 | GLW_VEA | 153.97 | 0 |  |  |  | 0 |  |  | 9219225.46 | 1542158.43 | 6.6952 | 0 |  | 153.97 |  | 0
2045 | Southern_Nevada_Wind | CAISO | CAISO | Wind | 0 | 0 | 442.03 | 442.03 | GLW_VEA | 442.03 | 0 |  |  |  | -1413.92 |  |  | 45026961.74 | 18139039.1 | 6.6952 | 0 |  | 442.03 |  | 0
2045 | SW_Ext_Tx_Wind | CAISO | CAISO | Wind | 0 | 500 | 500 | 500 | Riverside_Palm_Springs | 0 | 500 |  |  |  | -102839.41 |  |  | 99774056.06 | 16926032.08 | 6.6952 | 0 |  | 500 |  | 0
2045 | Tehachapi_Ex_Solar | CAISO | CAISO | Solar | 0 | 0 | 1488 | 1488 | Tehachapi_Ex | 1488 | 0 |  |  |  | -56620.49 |  |  | 91703018.11 | 15339746.63 | 6.6952 | 0 |  | 1488 |  | 0
2045 | Tehachapi_Solar | CAISO | CAISO | Solar | 0 | 0 | 3735.56 | 3735.56 | Tehachapi | 3652.62 | 82.93 |  |  |  | -51825.4 |  |  | 230216294.2 | 38509742.59 | 6.6952 | 0 |  | 3735.56 |  | 0
2045 | Tehachapi_Wind | CAISO | CAISO | Wind | 0 | 0 | 24.38 | 24.38 | Tehachapi | 24.38 | 0 |  |  |  | -169703.36 |  |  | 2323003.62 | 1034469.32 | 6.6952 | 0 |  | 24.38 |  | 0
2045 | Westlands_Ex_Solar | CAISO | CAISO | Solar | 0 | 2322.13 | 4100.7 | 4100.7 | Westlands_Ex | 4100.7 | 0 |  |  |  | 0 |  |  | 266806820.35 | 37348244.94 | 6.6952 | 0 |  | 4100.7 |  | 0
2045 | Westlands_Ex_Wind | CAISO | CAISO | Wind | 0 |  |  | 0 | [10 empty] | 0 | 6.6952 | 0
2045 | Westlands_Solar | CAISO | CAISO | Solar | 0 | 36081.89 | 36081.89 | 36081.89 | Westlands | 35731.89 | 350 |  |  |  | 0 |  |  | 2442559253.66 | 295429131.65 | 6.6952 | 0 |  | 36081.89 |  | 0
2045 | Arizona_Solar | CAISO | CAISO | Solar | 0 |  |  | 0 | [10 empty] | 0 | 6.6952 | 0
2045 | Arizona_Wind | CAISO | CAISO | Wind | 0 |  |  | 0 | [10 empty] | 0 | 6.6952 | 0
2045 | Baja_California_Solar | CAISO | CAISO | Solar | 0 |  |  | 0 | [10 empty] | 0 | 6.6952 | 0
2045 | Baja_California_Wind | CAISO | CAISO | Wind | 0 |  |  | 0 | [10 empty] | 0 | 6.6952 | 0
2045 | Idaho_Wind | CAISO | CAISO | Wind | 0 |  |  | 0 | [10 empty] | 0 | 6.6952 | 0
2045 | New_Mexico_Solar | CAISO | CAISO | Solar | 0 |  |  | 0 | [10 empty] | 0 | 6.6952 | 0
2045 | New_Mexico_Wind | CAISO | CAISO | Wind | 0 |  |  | 0 | [10 empty] | 0 | 6.6952 | 0
2045 | Utah_Solar | CAISO | CAISO | Solar | 0 |  |  | 0 | [10 empty] | 0 | 6.6952 | 0
2045 | Utah_Wind | CAISO | CAISO | Wind | 0 |  |  | 0 | [10 empty] | 0 | 6.6952 | 0
2045 | Wyoming_Wind | CAISO | CAISO | Wind | 0 |  |  | 0 | [10 empty] | 0 | 6.6952 | 0
2045 | Pacific_Northwest_Wind | CAISO | CAISO | Wind | 0 |  |  | 0 | [10 empty] | 0 | 6.6952 | 0
2045 | Cape_Mendocino_Offshore_Wind | CAISO | CAISO | Offshore_Wind | 0 |  |  | 0 | [10 empty] | 0 | 6.6952 | 0
2045 | Del_Norte_Offshore_Wind | CAISO | CAISO | Offshore_Wind | 0 |  |  | 0 | [10 empty] | 0 | 6.6952 | 0
2045 | Diablo_Canyon_Offshore_Wind | CAISO | CAISO | Offshore_Wind | 0 |  |  | 0 | [10 empty] | 0 | 6.6952 | 0
2045 | Humboldt_Bay_Offshore_Wind | CAISO | CAISO | Offshore_Wind | 0 |  |  | 0 | [10 empty] | 0 | 6.6952 | 0
2045 | Morro_Bay_Offshore_Wind | CAISO | CAISO | Offshore_Wind | 0 |  |  | 0 | [10 empty] | 0 | 6.6952 | 0
2045 | CAISO_Existing_Pumped_Storage | CAISO | CAISO | Pumped_Hydro | 1599.2 |  |  | 1599.2 | [10 empty] | 0 | 6.6952 | 1599.2
2045 | CAISO_New_Pumped_Storage | CAISO | CAISO | Pumped_Hydro | 0 | 0 | 0 | 0 | [6 empty] | 0 |  |  | 0 | 0 | 6.6952 | 0 |  | 0 |  | 0
2045 | CAISO_New_Flow_Battery | CAISO | CAISO | Flow_Battery | 0 | 0 | 0 | 0 | [6 empty] | 0 |  |  | 0 | 0 | 6.6952 | 0 |  | 0 |  | 0
2045 | CAISO_New_Flow_Battery_2 | CAISO | CAISO | Flow_Battery | 0 | 0 | 0 | 0 | [6 empty] | 0 |  |  | 0 | 0 | 6.6952 | 0 |  | 0 |  | 0
2045 | CAISO_New_Flow_Battery_3 | CAISO | CAISO | Flow_Battery | 0 | 0 | 0 | 0 | [6 empty] | 0 |  |  | 0 | 0 | 6.6952 | 0 |  | 0 |  | 0
2045 | CAISO_New_Flow_Battery_4 | CAISO | CAISO | Flow_Battery | 0 | 0 | 0 | 0 | [6 empty] | 0 |  |  | 0 | 0 | 6.6952 | 0 |  | 0 |  | 0
2045 | CAISO_New_Flow_Battery_5 | CAISO | CAISO | Flow_Battery | 0 | 0 | 0 | 0 | [9 empty] | 0 | 0 | 6.6952 | 0 |  | 0 |  | 0
2045 | CAISO_New_Li_Battery | CAISO | CAISO | Li_Battery | 0 | 987.78 | 9375.27 | 9375.27 | [6 empty] | 0 |  |  | 1125257394.71 | 132266837.55 | 6.6952 | 0 |  | 9375.27 |  | 1479.31
2045 | CAISO_BTM_Li_Battery | CAISO | CAISO | BTM_Li_Battery | 1647.06 | 0 | 0 | 1647.06 | [6 empty] | 0 |  |  | 0 | 15706568.92 | 6.6952 | 1647.06 |  | 0 |  | 0
2045 | CAISO_New_Li_Battery_2 | CAISO | CAISO | Li_Battery | 0 | 3768.52 | 5154.82 | 5154.82 | [6 empty] | 0 |  |  | 557119646.23 | 69882756.86 | 6.6952 | 0 |  | 5154.82 |  | 0
2045 | CAISO_New_Li_Battery_3 | CAISO | CAISO | Li_Battery | 0 | 5101.61 | 5101.61 | 5101.61 | [6 empty] | 0 |  |  | 544572605.99 | 68505784.81 | 6.6952 | 0 |  | 5101.61 |  | 0
2045 | CAISO_New_Li_Battery_4 | CAISO | CAISO | Li_Battery | 0 | 5023.47 | 5023.47 | 5023.47 | [6 empty] | 0 |  |  | 571300701.88 | 72139105.04 | 6.6952 | 0 |  | 5023.47 |  | 0
2045 | CAISO_New_Li_Battery_5 | CAISO | CAISO | Li_Battery | 0 | 15772.92 | 15772.92 | 15772.92 | [9 empty] | 1724301395.7 | 217226388.14 | 6.6952 | 0 |  | 15772.92 |  | 0
2045 | CAISO_New_Li_Battery_6 | CAISO | CAISO | Li_Battery | 0 | 12027.7 | 12027.7 | 12027.7 | [9 empty] | 1326250107.47 | 167165992.7 | 6.6952 | 0 |  | 12027.7 |  | 0
2045 | CAISO_Hydro | CAISO | CAISO | Hydro | 7069.51 |  |  | 7069.51 | [10 empty] | 0 | 6.6952 | 7069.51
2045 | NW_Hydro | NW | NW | Hydro | 31287.62 |  |  | 31287.62 | [10 empty] | 0 | 6.6952 | 31287.62
2045 | SW_Hydro | SW | SW | Hydro | 2532.43 |  |  | 2532.43 | [10 empty] | 0 | 6.6952 | 2532.43
2045 | LDWP_Hydro | LDWP | LDWP | Hydro | 233.7 |  |  | 233.7 | [10 empty] | 0 | 6.6952 | 233.7
2045 | BANC_Hydro | BANC | BANC | Hydro | 2724.06 |  |  | 2724.06 | [10 empty] | 0 | 6.6952 | 2724.06
2045 | IID_Hydro | IID | IID | Hydro | 83.5 |  |  | 83.5 | [10 empty] | 0 | 6.6952 | 83.5
2045 | NW_Hydro_for_CAISO | CAISO_NW_Hydro | CAISO_NW_Hydro | Hydro_NW_CAISO | 2851.77 |  |  | 2851.77 | [10 empty] | 0 | 6.6952 | 2851.77
2045 | Hydrogen_electrolysis | CAISO | CAISO | Hydrogen_Electrolysis | [9 empty] | 369.34 |  |  |  |  | 0 | 6.6952 | 369.34
2045 | CAISO_Shed_DR_Existing | CAISO | CAISO | CAISO_Conventional_DR | 2195.45 |  |  | 2195.45 | [7 empty] | 1 | 2195.45 |  | 0 | 6.6952 | 2195.45
2045 | CAISO_Shed_DR_Tranche1 | CAISO | CAISO | CAISO_Conventional_DR | 0 | 0 | 0 | 0 | [6 empty] | 0 | 1 | 0 | 0 | 0 | 6.6952 | 0 |  | 0 |  | 0
2045 | CAISO_Shed_DR_Tranche2 | CAISO | CAISO | CAISO_Conventional_DR | 0 | 0 | 0 | 0 | [6 empty] | 0 | 1 | 0 | 0 | 0 | 6.6952 | 0 |  | 0 |  | 0
2045 | CAISO_Shed_DR_Tranche3 | CAISO | CAISO | CAISO_Conventional_DR | 0 | 0 | 440.7 | 440.7 | [6 empty] | -5477.81 | 1 | 440.7 | 33052811.55 | 0 | 6.6952 | 0 |  | 440.7 |  | 0
2045 | CAISO_Shed_DR_Tranche4 | CAISO | CAISO | CAISO_Conventional_DR | 0 | 0 | 0 | 0 | [6 empty] | 0 | 1 | 0 | 0 | 0 | 6.6952 | 0 |  | 0 |  | 0
2045 | CAISO_Shed_DR_Tranche5 | CAISO | CAISO | CAISO_Conventional_DR | 0 | 0 | 0 | 0 | [6 empty] | 0 | 1 | 0 | 0 | 0 | 6.6952 | 0 |  | 0 |  | 0
2045 | CAISO_Shed_DR_Tranche6 | CAISO | CAISO | CAISO_Conventional_DR | 0 | 0 | 0 | 0 | [6 empty] | 0 | 1 | 0 | 0 | 0 | 6.6952 | 0 |  | 0 |  | 0
2045 | CAISO_Shed_DR_Tranche7 | CAISO | CAISO | CAISO_Conventional_DR | 0 | 0 | 0 | 0 | [6 empty] | 0 | 1 | 0 | 0 | 0 | 6.6952 | 0 |  | 0 |  | 0
2045 | CAISO_Shed_DR_Tranche8 | CAISO | CAISO | CAISO_Conventional_DR | 0 | 0 | 0 | 0 | [6 empty] | 0 | 1 | 0 | 0 | 0 | 6.6952 | 0 |  | 0 |  | 0

## Storage
MW of storage (See BAU Grid Battery Storage variable spreadsheet for details)
| 2020 | 2021 | 2022 | 2023 | 2024 | 2025 | 2026 | 2027 | 2028 | 2029 | 2030
46 MMT | 833.21 | 2394.035 | 3954.86 | 4899.65 | 5844.44 | 6789.23 | 7734.02 | 8243.9625 | 8753.905 | 9263.8475 | 9773.79
38 MMT | [7 empty] | 9275.515 | 10817.01 | 12358.505 | 13900

## Peakers
| period | resource | zone | contract | technology | planned_capacity_mw | new_build_mw | cumulative_new_build_mw | operational_capacity_mw | transmission_zone | fully_deliverable_capacity_mw | energy_only_capacity_mw | new_build_flexible_load_capacity_mwh_per_day | total_flexible_load_capacity_mwh_per_day | hydrogen_electrolysis_capacity_mw | capacity_limit_dual_$ | unit_size_mw | operational_units | capital_cost_$ | fixed_o_and_m_cost_$ | period_discount_factor | operational_planned_capacity_mw | retired_planned_capacity_mw | operational_new_capacity_mw | retired_new_capacity_mw | min_cumulative_new_build_mw
20387.92 | 2020 | CAISO_Peaker1 | CAISO | CAISO | CAISO_Peaker1 | 4913.93 | 0 | 0 | 4913.93 | 0 | 0 | 0 | 0 | 0 | 0 | 0 | 67.59 | 72.7 | 0 | 67294545.83 | 1.4762 | 4913.93 | 0 | 0 | 0 | 0
| 2020 | CAISO_Peaker2 | CAISO | CAISO | CAISO_Peaker2 | 3682.71 | 0 | 0 | 3682.71 | 0 | 0 | 0 | 0 | 0 | 0 | 0 | 53 | 69.48 | 0 | 50433420.27 | 1.4762 | 3682.71 | 0 | 0 | 0 | 0
| 2020 | NW_Peaker | NW | NW | NW_Peaker | 2993.17 | 0 | 0 | 2993.17 | 0 | 0 | 0 | 0 | 0 | 0 | 0 | 29.06 | 103 | 0 | 0 | 1.4762 | 2993.17 | 0 | 0 | 0 | 0
| 2020 | SW_Peaker | SW | SW | SW_Peaker | 5989.12 | 0 | 0 | 5989.12 | 0 | 0 | 0 | 0 | 0 | 0 | 0 | 47.78 | 125.34 | 0 | 0 | 1.4762 | 5989.12 | 0 | 0 | 0 | 0
| 2020 | LDWP_Peaker | LDWP | LDWP | LDWP_Peaker | 1545 | 0 | 0 | 1545 | 0 | 0 | 0 | 0 | 0 | 0 | 0 | 82.35 | 18.76 | 0 | 0 | 1.4762 | 1545 | 0 | 0 | 0 | 0
| 2020 | IID_Peaker | IID | IID | IID_Peaker | 397 | 0 | 0 | 397 | 0 | 0 | 0 | 0 | 0 | 0 | 0 | 36.09 | 11 | 0 | 0 | 1.4762 | 397 | 0 | 0 | 0 | 0
| 2020 | BANC_Peaker | BANC | BANC | BANC_Peaker | 866.99 | 0 | 0 | 866.99 | 0 | 0 | 0 | 0 | 0 | 0 | 0 | 34.68 | 25 | 0 | 0 | 1.4762 | 866.99 | 0 | 0 | 0 | 0
20660.92 | 2022 | CAISO_Peaker1 | CAISO | CAISO | CAISO_Peaker1 | 4913.93 | 0 | 0 | 4913.93 | 0 | 0 | 0 | 0 | 0 | 0 | 0 | 67.59 | 72.7 | 0 | 67294545.83 | 2.6383 | 4913.93 | 0 | 0 | 0 | 0
| 2022 | CAISO_Peaker2 | CAISO | CAISO | CAISO_Peaker2 | 3682.71 | 0 | 0 | 3682.71 | 0 | 0 | 0 | 0 | 0 | 0 | 0 | 53 | 69.48 | 0 | 50433420.27 | 2.6383 | 3682.71 | 0 | 0 | 0 | 0
| 2022 | NW_Peaker | NW | NW | NW_Peaker | 2993.17 | 0 | 0 | 2993.17 | 0 | 0 | 0 | 0 | 0 | 0 | 0 | 29.06 | 103 | 0 | 0 | 2.6383 | 2993.17 | 0 | 0 | 0 | 0
| 2022 | SW_Peaker | SW | SW | SW_Peaker | 6262.12 | 0 | 0 | 6262.12 | 0 | 0 | 0 | 0 | 0 | 0 | 0 | 47.78 | 131.06 | 0 | 0 | 2.6383 | 6262.12 | 0 | 0 | 0 | 0
| 2022 | LDWP_Peaker | LDWP | LDWP | LDWP_Peaker | 1545 | 0 | 0 | 1545 | 0 | 0 | 0 | 0 | 0 | 0 | 0 | 82.35 | 18.76 | 0 | 0 | 2.6383 | 1545 | 0 | 0 | 0 | 0
| 2022 | IID_Peaker | IID | IID | IID_Peaker | 397 | 0 | 0 | 397 | 0 | 0 | 0 | 0 | 0 | 0 | 0 | 36.09 | 11 | 0 | 0 | 2.6383 | 397 | 0 | 0 | 0 | 0
| 2022 | BANC_Peaker | BANC | BANC | BANC_Peaker | 866.99 | 0 | 0 | 866.99 | 0 | 0 | 0 | 0 | 0 | 0 | 0 | 34.68 | 25 | 0 | 0 | 2.6383 | 866.99 | 0 | 0 | 0 | 0
21238.92 | 2026 | CAISO_Peaker1 | CAISO | CAISO | CAISO_Peaker1 | 4913.93 | 0 | 0 | 4913.93 | 0 | 0 | 0 | 0 | 0 | 0 | 0 | 67.59 | 72.7 | 0 | 67294545.83 | 2.9938 | 4913.93 | 0 | 0 | 0 | 0
| 2026 | CAISO_Peaker2 | CAISO | CAISO | CAISO_Peaker2 | 3682.71 | 0 | 0 | 3682.71 | 0 | 0 | 0 | 0 | 0 | 0 | 0 | 53 | 69.48 | 0 | 50433420.27 | 2.9938 | 3682.71 | 0 | 0 | 0 | 0
| 2026 | NW_Peaker | NW | NW | NW_Peaker | 2993.17 | 0 | 0 | 2993.17 | 0 | 0 | 0 | 0 | 0 | 0 | 0 | 29.06 | 103 | 0 | 0 | 2.9938 | 2993.17 | 0 | 0 | 0 | 0
| 2026 | SW_Peaker | SW | SW | SW_Peaker | 6808.12 | 0 | 0 | 6808.12 | 0 | 0 | 0 | 0 | 0 | 0 | 0 | 47.78 | 142.48 | 0 | 0 | 2.9938 | 6808.12 | 0 | 0 | 0 | 0
| 2026 | LDWP_Peaker | LDWP | LDWP | LDWP_Peaker | 1647 | 0 | 0 | 1647 | 0 | 0 | 0 | 0 | 0 | 0 | 0 | 82.35 | 20 | 0 | 0 | 2.9938 | 1647 | 0 | 0 | 0 | 0
| 2026 | IID_Peaker | IID | IID | IID_Peaker | 327 | 0 | 0 | 327 | 0 | 0 | 0 | 0 | 0 | 0 | 0 | 36.09 | 9.06 | 0 | 0 | 2.9938 | 327 | 0 | 0 | 0 | 0
| 2026 | BANC_Peaker | BANC | BANC | BANC_Peaker | 866.99 | 0 | 0 | 866.99 | 0 | 0 | 0 | 0 | 0 | 0 | 0 | 34.68 | 25 | 0 | 0 | 2.9938 | 866.99 | 0 | 0 | 0 | 0
17791.1 | 2030 | CAISO_Peaker1 | CAISO | CAISO | CAISO_Peaker1 | 4913.93 | 0 | 0 | 3163 | 0 | 0 | 0 | 0 | 0 | 0 | 0 | 67.59 | 46.8 | 0 | 43316174.32 | 4.9706 | 3163 | 1750.93 | 0 | 0 | 0
| 2030 | CAISO_Peaker2 | CAISO | CAISO | CAISO_Peaker2 | 3682.71 | 0 | 0 | 2492.02 | 0 | 0 | 0 | 0 | 0 | 0 | 0 | 53 | 47.01 | 0 | 34127324.77 | 4.9706 | 2492.02 | 1190.69 | 0 | 0 | 0
| 2030 | NW_Peaker | NW | NW | NW_Peaker | 2993.17 | 0 | 0 | 2993.17 | 0 | 0 | 0 | 0 | 0 | 0 | 0 | 29.06 | 103 | 0 | 0 | 4.9706 | 2993.17 | 0 | 0 | 0 | 0
| 2030 | SW_Peaker | SW | SW | SW_Peaker | 6301.92 | 0 | 0 | 6301.92 | 0 | 0 | 0 | 0 | 0 | 0 | 0 | 47.78 | 131.89 | 0 | 0 | 4.9706 | 6301.92 | 0 | 0 | 0 | 0
| 2030 | LDWP_Peaker | LDWP | LDWP | LDWP_Peaker | 1647 | 0 | 0 | 1647 | 0 | 0 | 0 | 0 | 0 | 0 | 0 | 82.35 | 20 | 0 | 0 | 4.9706 | 1647
| 2030 | IID_Peaker | IID | IID | IID_Peaker | 327 | 0 | 0 | 327 | 0 | 0 | 0 | 0 | 0 | 0 | 0 | 36.09 | 9.06 | 0 | 0 | 4.9706 | 327 | 0 | 0 | 0 | 0
| 2030 | BANC_Peaker | BANC | BANC | BANC_Peaker | 866.99 | 0 | 0 | 866.99 | 0 | 0 | 0 | 0 | 0 | 0 | 0 | 34.68 | 25 | 0 | 0 | 4.9706 | 866.99 | 0 | 0 | 0 | 0

## 38 MMT resource build
period | resource | zone | contract | technology | planned_capacity_mw | new_build_mw | cumulative_new_build_mw | operational_capacity_mw | transmission_zone | fully_deliverable_capacity_mw | energy_only_capacity_mw | new_build_flexible_load_capacity_mwh_per_day | total_flexible_load_capacity_mwh_per_day | hydrogen_electrolysis_capacity_mw | capacity_limit_dual_$ | unit_size_mw | operational_units | capital_cost_$ | fixed_o_and_m_cost_$ | period_discount_factor | operational_planned_capacity_mw | retired_planned_capacity_mw | operational_new_capacity_mw | retired_new_capacity_mw | min_cumulative_new_build_mw
2020 | CAISO_CHP | CAISO | CAISO | CAISO_CHP | 2296.02 |  |  | 2296.02 | [10 empty] | 0 | 1.4762 | 2296.02
2020 | CAISO_Nuclear | CAISO | CAISO | CAISO_Nuclear | 2935 |  |  | 2935 | [10 empty] | 0 | 1.4762 | 2935
2020 | CAISO_CCGT1 | CAISO | CAISO | CAISO_CCGT1 | 12049.47 |  |  | 12049.47 | [7 empty] | 532.4 | 22.63 |  | 133928841.7 | 1.4762 | 12049.47 | 0
2020 | CAISO_CCGT2 | CAISO | CAISO | CAISO_CCGT2 | 2927.93 |  |  | 2927.93 | [7 empty] | 187.53 | 15.61 |  | 32543694.74 | 1.4762 | 2927.93 | 0
2020 | CAISO_Coal | CAISO | CAISO | CAISO_Coal | 480 |  |  | 480 | [7 empty] | 849.97 | 0.56 |  | 0 | 1.4762 | 480
2020 | CAISO_Peaker1 | CAISO | CAISO | CAISO_Peaker1 | 4913.93 |  |  | 4913.93 | [7 empty] | 67.59 | 72.7 |  | 67294545.83 | 1.4762 | 4913.93 | 0
2020 | CAISO_Peaker2 | CAISO | CAISO | CAISO_Peaker2 | 3682.71 |  |  | 3682.71 | [7 empty] | 53 | 69.48 |  | 50433420.27 | 1.4762 | 3682.71 | 0
2020 | CAISO_Advanced_CCGT | CAISO | CAISO | CAISO_Advanced_CCGT | 0 | 0 | 0 | 0 | [7 empty] | 600 | 0 | 0 | 0 | 1.4762 | 0 | 0 | 0 | 0 | 0
2020 | CAISO_Aero_CT | CAISO | CAISO | CAISO_Aero_CT | 0 | 0 | 0 | 0 | [7 empty] | 100 | 0 | 0 | 0 | 1.4762 | 0 | 0 | 0 | 0 | 0
2020 | CAISO_Reciprocating_Engine | CAISO | CAISO | CAISO_Reciprocating_Engine | 255.3 | 0 | 0 | 255.3 | [7 empty] | 10.36 | 24.65 | 0 | 3496243.85 | 1.4762 | 255.3 | 0 | 0 | 0 | 0
2020 | CAISO_ST | CAISO | CAISO | CAISO_ST | 4577.22 |  |  | 4577.22 | [7 empty] | 341.83 | 13.39 |  | 50875413.84 | 1.4762 | 4577.22
2020 | NW_Nuclear | NW | NW | NW_Nuclear | 1756.56 |  |  | 1756.56 | [10 empty] | 0 | 1.4762 | 1756.56
2020 | NW_Coal | NW | NW | NW_Coal | 10664.8 |  |  | 10664.8 | [7 empty] | 367.75 | 29 |  | 0 | 1.4762 | 10664.8
2020 | NW_CCGT | NW | NW | NW_CCGT | 9068.31 |  |  | 9068.31 | [7 empty] | 341.91 | 26.52 |  | 0 | 1.4762 | 9068.31
2020 | NW_Peaker | NW | NW | NW_Peaker | 2993.17 |  |  | 2993.17 | [7 empty] | 29.06 | 103 |  | 0 | 1.4762 | 2993.17
2020 | SW_Nuclear | SW | SW | SW_Nuclear | 2998 |  |  | 2998 | [10 empty] | 0 | 1.4762 | 2998
2020 | SW_Coal | SW | SW | SW_Coal | 7167.6 |  |  | 7167.6 | [7 empty] | 409.46 | 17.5 |  | 0 | 1.4762 | 7167.6
2020 | SW_CCGT | SW | SW | SW_CCGT | 17015.1 |  |  | 17015.1 | [7 empty] | 344.28 | 49.42 |  | 0 | 1.4762 | 17015.1
2020 | SW_Peaker | SW | SW | SW_Peaker | 5989.12 |  |  | 5989.12 | [7 empty] | 47.78 | 125.34 |  | 0 | 1.4762 | 5989.12
2020 | SW_ST | SW | SW | SW_ST | 1611.5 |  |  | 1611.5 | [7 empty] | 92.71 | 17.38 |  | 0 | 1.4762 | 1611.5
2020 | LDWP_Nuclear | LDWP | LDWP | LDWP_Nuclear | 407 |  |  | 407 | [10 empty] | 0 | 1.4762 | 407
2020 | LDWP_Coal | LDWP | LDWP | LDWP_Coal | 1699.94 |  |  | 1699.94 | [7 empty] | 849.97 | 2 |  | 0 | 1.4762 | 1699.94
2020 | LDWP_CCGT | LDWP | LDWP | LDWP_CCGT | 2291.7 |  |  | 2291.7 | [7 empty] | 385.96 | 5.94 |  | 0 | 1.4762 | 2291.7
2020 | LDWP_Peaker | LDWP | LDWP | LDWP_Peaker | 1545 |  |  | 1545 | [7 empty] | 82.35 | 18.76 |  | 0 | 1.4762 | 1545
2020 | LDWP_ST | LDWP | LDWP | LDWP_ST | 992 |  |  | 992 | [7 empty] | 110.22 | 9 |  | 0 | 1.4762 | 992
2020 | IID_CCGT | IID | IID | IID_CCGT | 255.3 |  |  | 255.3 | [7 empty] | 127.65 | 2 |  | 0 | 1.4762 | 255.3
2020 | IID_Peaker | IID | IID | IID_Peaker | 397 |  |  | 397 | [7 empty] | 36.09 | 11 |  | 0 | 1.4762 | 397
2020 | BANC_CCGT | BANC | BANC | BANC_CCGT | 1863.1 |  |  | 1863.1 | [7 empty] | 207.01 | 9 |  | 0 | 1.4762 | 1863.1
2020 | BANC_Peaker | BANC | BANC | BANC_Peaker | 866.99 |  |  | 866.99 | [7 empty] | 34.68 | 25 |  | 0 | 1.4762 | 866.99
2020 | BANC_Biomass_for_Other | BANC | BANC | Biomass | 0 |  |  | 0 | [10 empty] | 0 | 1.4762 | 0
2020 | BANC_Geothermal_for_Other | BANC | BANC | Geothermal | 0 |  |  | 0 | [10 empty] | 0 | 1.4762 | 0
2020 | CAISO_Biomass_for_Other | CAISO | CAISO | Biomass | 11.7 |  |  | 11.7 | [10 empty] | 0 | 1.4762 | 11.7
2020 | CAISO_Geothermal_for_Other | CAISO | CAISO | Geothermal | 38.67 |  |  | 38.67 | [10 empty] | 0 | 1.4762 | 38.67
2020 | IID_Biomass_for_Other | IID | IID | Biomass | 0 |  |  | 0 | [10 empty] | 0 | 1.4762 | 0
2020 | IID_Geothermal_for_Other | IID | IID | Geothermal | 4 |  |  | 4 | [10 empty] | 0 | 1.4762 | 4
2020 | LDWP_Biomass_for_Other | LDWP | LDWP | Biomass | 0 |  |  | 0 | [10 empty] | 0 | 1.4762 | 0
2020 | LDWP_Geothermal_for_Other | LDWP | LDWP | Geothermal | 147.26 |  |  | 147.26 | [10 empty] | 0 | 1.4762 | 147.26
2020 | NW_Biomass_for_Other | NW | NW | Biomass | 599.71 |  |  | 599.71 | [10 empty] | 0 | 1.4762 | 599.71
2020 | NW_Geothermal_for_Other | NW | NW | Geothermal | 103.85 |  |  | 103.85 | [10 empty] | 0 | 1.4762 | 103.85
2020 | SW_Biomass_for_Other | SW | SW | Biomass | 37.4 |  |  | 37.4 | [10 empty] | 0 | 1.4762 | 37.4
2020 | SW_Geothermal_for_Other | SW | SW | Geothermal | 406.91 |  |  | 406.91 | [10 empty] | 0 | 1.4762 | 406.91
2020 | CAISO_Biomass_for_CAISO | CAISO | CAISO | Biomass | 890.95 |  |  | 890.95 | [10 empty] | 0 | 1.4762 | 890.95
2020 | CAISO_Geothermal_for_CAISO | CAISO | CAISO | Geothermal | 1812.64 |  |  | 1812.64 | [10 empty] | 0 | 1.4762 | 1812.64
2020 | IID_Geothermal_for_CAISO | IID | CAISO | Geothermal | 83 |  |  | 83 | [10 empty] | 0 | 1.4762 | 83
2020 | NW_Biomass_for_CAISO | NW | CAISO | Biomass | 46 |  |  | 46 | [10 empty] | 0 | 1.4762 | 46
2020 | NW_Geothermal_for_CAISO | NW | CAISO | Geothermal | 0 |  |  | 0 | [10 empty] | 0 | 1.4762 | 0
2020 | InState_Biomass | CAISO | CAISO | Biomass | 0 | 0 | 0 | 0 | None | 0 | 0 |  |  |  | 0 |  |  | 0 | 0 | 1.4762 | 0 |  | 0 |  | 0
2020 | CAISO_Small_Hydro_for_CAISO | CAISO | CAISO | Small_Hydro | 960.23 |  |  | 960.23 | [10 empty] | 0 | 1.4762 | 960.23
2020 | BANC_Small_Hydro_for_CAISO | BANC | CAISO | Small_Hydro | 0 |  |  | 0 | [10 empty] | 0 | 1.4762 | 0
2020 | NW_Small_Hydro_for_CAISO | NW | CAISO | Small_Hydro | 6.9 |  |  | 6.9 | [10 empty] | 0 | 1.4762 | 6.9
2020 | CAISO_Small_Hydro_for_Other | CAISO | CAISO | Small_Hydro | 13.8 |  |  | 13.8 | [10 empty] | 0 | 1.4762 | 13.8
2020 | BANC_Small_Hydro_for_Other | BANC | BANC | Small_Hydro | 0 |  |  | 0 | [10 empty] | 0 | 1.4762 | 0
2020 | IID_Small_Hydro_for_Other | IID | IID | Small_Hydro | 0 |  |  | 0 | [10 empty] | 0 | 1.4762 | 0
2020 | LDWP_Small_Hydro_for_Other | LDWP | LDWP | Small_Hydro | 0 |  |  | 0 | [10 empty] | 0 | 1.4762 | 0
2020 | NW_Small_Hydro_for_Other | NW | NW | Small_Hydro | 0 |  |  | 0 | [10 empty] | 0 | 1.4762 | 0
2020 | SW_Small_Hydro_for_Other | SW | SW | Small_Hydro | 0 |  |  | 0 | [10 empty] | 0 | 1.4762 | 0
2020 | Greater_Imperial_Geothermal | CAISO | CAISO | Geothermal | 0 | 0 | 0 | 0 | Greater_Imperial | 0 | 0 |  |  |  | 0 |  |  | 0 | 0 | 1.4762 | 0 |  | 0 |  | 0
2020 | Inyokern_North_Kramer_Geothermal | CAISO | CAISO | Geothermal | 0 | 0 | 0 | 0 | Inyokern_North_Kramer | 0 | 0 |  |  |  | 0 |  |  | 0 | 0 | 1.4762 | 0 |  | 0 |  | 0
2020 | Northern_California_Ex_Geothermal | CAISO | CAISO | Geothermal | 0 | 0 | 0 | 0 | Northern_California_Ex | 0 | 0 |  |  |  | 0 |  |  | 0 | 0 | 1.4762 | 0 |  | 0 |  | 0
2020 | Pacific_Northwest_Geothermal | CAISO | CAISO | Geothermal | 0 |  |  | 0 | [10 empty] | 0 | 1.4762 | 0
2020 | Riverside_Palm_Springs_Geothermal | CAISO | CAISO | Geothermal | 0 | 0 | 0 | 0 | Riverside_Palm_Springs | 0 | 0 |  |  |  | 0 |  |  | 0 | 0 | 1.4762 | 0 |  | 0 |  | 0
2020 | Solano_Geothermal | CAISO | CAISO | Geothermal | 0 | 0 | 0 | 0 | Solano | 0 | 0 |  |  |  | 0 |  |  | 0 | 0 | 1.4762 | 0 |  | 0 |  | 0
2020 | Southern_Nevada_Geothermal | CAISO | CAISO | Geothermal | 0 | 0 | 0 | 0 | Mountain_Pass_El_Dorado | 0 | 0 |  |  |  | 0 |  |  | 0 | 0 | 1.4762 | 0 |  | 0 |  | 0
2020 | Customer_PV | CAISO | CAISO | Customer_PV | 9827.31 |  |  | 9827.31 | [10 empty] | 0 | 1.4762 | 9827.31
2020 | BANC_Solar_for_Other | BANC | BANC | Solar | 1931.56 |  |  | 1931.56 | [10 empty] | 0 | 1.4762 | 1931.56
2020 | CAISO_Solar_for_Other | CAISO | CAISO | Solar | 12 |  |  | 12 | [10 empty] | 0 | 1.4762 | 12
2020 | IID_Solar_for_Other | IID | IID | Solar | 0 |  |  | 0 | [10 empty] | 0 | 1.4762 | 0
2020 | LDWP_Solar_for_Other | LDWP | LDWP | Solar | 1061.71 |  |  | 1061.71 | [10 empty] | 0 | 1.4762 | 1061.71
2020 | NW_Solar_for_Other | NW | NW | Solar | 563.21 |  |  | 563.21 | [10 empty] | 0 | 1.4762 | 563.21
2020 | SW_Solar_for_Other | SW | SW | Solar | 1965.3 |  |  | 1965.3 | [10 empty] | 0 | 1.4762 | 1965.3
2020 | CAISO_Solar_for_CAISO | CAISO | CAISO | Solar | 14156.83 |  |  | 14156.83 | [10 empty] | 0 | 1.4762 | 14156.83
2020 | IID_Solar_for_CAISO | IID | CAISO | Solar | 49.9 |  |  | 49.9 | [10 empty] | 0 | 1.4762 | 49.9
2020 | SW_Solar_for_CAISO | SW | CAISO | Solar | 65 |  |  | 65 | [10 empty] | 0 | 1.4762 | 65
2020 | BANC_Wind_for_Other | BANC | BANC | Wind | 0 |  |  | 0 | [10 empty] | 0 | 1.4762 | 0
2020 | CAISO_Wind_for_Other | CAISO | CAISO | Wind | 279.98 |  |  | 279.98 | [10 empty] | 0 | 1.4762 | 279.98
2020 | IID_Wind_for_Other | IID | IID | Wind | 0 |  |  | 0 | [10 empty] | 0 | 1.4762 | 0
2020 | LDWP_Wind_for_Other | LDWP | LDWP | Wind | 0 |  |  | 0 | [10 empty] | 0 | 1.4762 | 0
2020 | NW_Wind_for_Other | NW | NW | Wind | 8594.91 |  |  | 8594.91 | [10 empty] | 0 | 1.4762 | 8594.91
2020 | SW_Wind_for_Other | SW | SW | Wind | 2124.23 |  |  | 2124.23 | [10 empty] | 0 | 1.4762 | 2124.23
2020 | CAISO_Wind_for_CAISO | CAISO | CAISO | Wind | 7076.58 |  |  | 7076.58 | [10 empty] | 0 | 1.4762 | 7076.58
2020 | LDWP_Wind_for_CAISO | LDWP | CAISO | Wind | 5.09 |  |  | 5.09 | [10 empty] | 0 | 1.4762 | 5.09
2020 | NW_Wind_for_CAISO | NW | CAISO | Wind | 1417.29 |  |  | 1417.29 | [10 empty] | 0 | 1.4762 | 1417.29
2020 | SW_Wind_for_CAISO | SW | CAISO | Wind | 50.4 |  |  | 50.4 | [10 empty] | 0 | 1.4762 | 50.4
2020 | Carrizo_Solar | CAISO | CAISO | Solar | 0 | 0 | 0 | 0 | Carrizo | 0 | 0 |  |  |  | 0 |  |  | 0 | 0 | 1.4762 | 0 |  | 0 |  | 0
2020 | Carrizo_Wind | CAISO | CAISO | Wind | 0 | 0 | 0 | 0 | Carrizo | 0 | 0 |  |  |  | -134250.01 |  |  | 0 | 0 | 1.4762 | 0 |  | 0 |  | 0
2020 | Central_Valley_North_Los_Banos_Solar | CAISO | CAISO | Solar | 0 | 0 | 0 | 0 | Central_Valley_North_Los_Banos | 0 | 0 |  |  |  | 0 |  |  | 0 | 0 | 1.4762 | 0 |  | 0 |  | 0
2020 | Central_Valley_North_Los_Banos_Wind | CAISO | CAISO | Wind | 0 | 0 | 0 | 0 | Central_Valley_North_Los_Banos | 0 | 0 |  |  |  | -90912.72 |  |  | 0 | 0 | 1.4762 | 0 |  | 0 |  | 0
2020 | Distributed_Solar | CAISO | CAISO | Solar | 0 | 0 | 0 | 0 | None | 0 | 0 |  |  |  | 0 |  |  | 0 | 0 | 1.4762 | 0 |  | 0 |  | 0
2020 | Distributed_Wind | CAISO | CAISO | Wind | 0 | 0 | 0 | 0 | None | 0 | 0 |  |  |  | -107113.43 |  |  | 0 | 0 | 1.4762 | 0 |  | 0 |  | 0
2020 | Greater_Imperial_Solar | CAISO | CAISO | Solar | 0 | 0 | 0 | 0 | Greater_Imperial | 0 | 0 |  |  |  | 0 |  |  | 0 | 0 | 1.4762 | 0 |  | 0 |  | 0
2020 | Greater_Imperial_Wind | CAISO | CAISO | Wind | 0 | 0 | 0 | 0 | Greater_Imperial | 0 | 0 |  |  |  | -186845.24 |  |  | 0 | 0 | 1.4762 | 0 |  | 0 |  | 0
2020 | Greater_Kramer_Wind | CAISO | CAISO | Wind | 0 | 0 | 0 | 0 | Greater_Kramer | 0 | 0 |  |  |  | -75023.9 |  |  | 0 | 0 | 1.4762 | 0 |  | 0 |  | 0
2020 | Humboldt_Wind | CAISO | CAISO | Wind | 0 | 0 | 0 | 0 | Humboldt | 0 | 0 |  |  |  | -156473.92 |  |  | 0 | 0 | 1.4762 | 0 |  | 0 |  | 0
2020 | Inyokern_North_Kramer_Solar | CAISO | CAISO | Solar | 0 | 0 | 0 | 0 | Inyokern_North_Kramer | 0 | 0 |  |  |  | 0 |  |  | 0 | 0 | 1.4762 | 0 |  | 0 |  | 0
2020 | Kern_Greater_Carrizo_Solar | CAISO | CAISO | Solar | 0 | 0 | 0 | 0 | Kern_Greater_Carrizo | 0 | 0 |  |  |  | 0 |  |  | 0 | 0 | 1.4762 | 0 |  | 0 |  | 0
2020 | Kern_Greater_Carrizo_Wind | CAISO | CAISO | Wind | 0 | 0 | 0 | 0 | Kern_Greater_Carrizo | 0 | 0 |  |  |  | -119158.46 |  |  | 0 | 0 | 1.4762 | 0 |  | 0 |  | 0
2020 | Kramer_Inyokern_Ex_Solar | CAISO | CAISO | Solar | 0 | 0 | 0 | 0 | Kramer_Inyokern_Ex | 0 | 0 |  |  |  | 0 |  |  | 0 | 0 | 1.4762 | 0 |  | 0 |  | 0
2020 | Kramer_Inyokern_Ex_Wind | CAISO | CAISO | Wind | 0 | 0 | 0 | 0 | Kramer_Inyokern_Ex | 0 | 0 |  |  |  | -118133.88 |  |  | 0 | 0 | 1.4762 | 0 |  | 0 |  | 0
2020 | North_Victor_Solar | CAISO | CAISO | Solar | 0 | 0 | 0 | 0 | North_Victor | 0 | 0 |  |  |  | 0 |  |  | 0 | 0 | 1.4762 | 0 |  | 0 |  | 0
2020 | Northern_California_Ex_Solar | CAISO | CAISO | Solar | 0 | 0 | 0 | 0 | Northern_California_Ex | 0 | 0 |  |  |  | 0 |  |  | 0 | 0 | 1.4762 | 0 |  | 0 |  | 0
2020 | Northern_California_Ex_Wind | CAISO | CAISO | Wind | 0 | 0 | 0 | 0 | Northern_California_Ex | 0 | 0 |  |  |  | -130524.05 |  |  | 0 | 0 | 1.4762 | 0 |  | 0 |  | 0
2020 | NW_Ext_Tx_Wind | CAISO | CAISO | Wind | 0 | 0 | 0 | 0 | Sacramento_River | 0 | 0 |  |  |  | -90804.35 |  |  | 0 | 0 | 1.4762 | 0 |  | 0 |  | 0
2020 | Riverside_Palm_Springs_Solar | CAISO | CAISO | Solar | 0 | 0 | 0 | 0 | Riverside_Palm_Springs | 0 | 0 |  |  |  | 0 |  |  | 0 | 0 | 1.4762 | 0 |  | 0 |  | 0
2020 | Sacramento_River_Solar | CAISO | CAISO | Solar | 0 | 0 | 0 | 0 | Sacramento_River | 0 | 0 |  |  |  | 0 |  |  | 0 | 0 | 1.4762 | 0 |  | 0 |  | 0
2020 | Sacramento_River_Wind | CAISO | CAISO | Wind | 0 |  |  | 0 | [10 empty] | 0 | 1.4762 | 0
2020 | SCADSNV_Solar | CAISO | CAISO | Solar | 0 | 0 | 0 | 0 | SCADSNV | 0 | 0 |  |  |  | 0 |  |  | 0 | 0 | 1.4762 | 0 |  | 0 |  | 0
2020 | SCADSNV_Wind | CAISO | CAISO | Wind | 0 | 0 | 0 | 0 | SCADSNV | 0 | 0 |  |  |  | 0 |  |  | 0 | 0 | 1.4762 | 0 |  | 0 |  | 0
2020 | Solano_Solar | CAISO | CAISO | Solar | 0 | 0 | 0 | 0 | Solano | 0 | 0 |  |  |  | 0 |  |  | 0 | 0 | 1.4762 | 0 |  | 0 |  | 0
2020 | Solano_subzone_Solar | CAISO | CAISO | Solar | 0 | 0 | 0 | 0 | Solano_subzone | 0 | 0 |  |  |  | 0 |  |  | 0 | 0 | 1.4762 | 0 |  | 0 |  | 0
2020 | Solano_subzone_Wind | CAISO | CAISO | Wind | 0 | 0 | 0 | 0 | Solano_subzone | 0 | 0 |  |  |  | 0 |  |  | 0 | 0 | 1.4762 | 0 |  | 0 |  | 0
2020 | Solano_Wind | CAISO | CAISO | Wind | 0 | 0 | 0 | 0 | Solano | 0 | 0 |  |  |  | -136096.32 |  |  | 0 | 0 | 1.4762 | 0 |  | 0 |  | 0
2020 | Southern_California_Desert_Ex_Solar | CAISO | CAISO | Solar | 0 | 0 | 0 | 0 | Southern_California_Desert_Ex | 0 | 0 |  |  |  | 0 |  |  | 0 | 0 | 1.4762 | 0 |  | 0 |  | 0
2020 | Southern_California_Desert_Ex_Wind | CAISO | CAISO | Wind | 0 | 0 | 0 | 0 | Southern_California_Desert_Ex | 0 | 0 |  |  |  | -99601.93 |  |  | 0 | 0 | 1.4762 | 0 |  | 0 |  | 0
2020 | Southern_Nevada_Solar | CAISO | CAISO | Solar | 0 | 0 | 0 | 0 | GLW_VEA | 0 | 0 |  |  |  | 0 |  |  | 0 | 0 | 1.4762 | 0 |  | 0 |  | 0
2020 | Southern_Nevada_Wind | CAISO | CAISO | Wind | 0 | 0 | 0 | 0 | GLW_VEA | 0 | 0 |  |  |  | -99798.8 |  |  | 0 | 0 | 1.4762 | 0 |  | 0 |  | 0
2020 | SW_Ext_Tx_Wind | CAISO | CAISO | Wind | 0 | 0 | 0 | 0 | Riverside_Palm_Springs | 0 | 0 |  |  |  | -117530.63 |  |  | 0 | 0 | 1.4762 | 0 |  | 0 |  | 0
2020 | Tehachapi_Ex_Solar | CAISO | CAISO | Solar | 0 | 0 | 0 | 0 | Tehachapi_Ex | 0 | 0 |  |  |  | 0 |  |  | 0 | 0 | 1.4762 | 0 |  | 0 |  | 0
2020 | Tehachapi_Solar | CAISO | CAISO | Solar | 0 | 0 | 0 | 0 | Tehachapi | 0 | 0 |  |  |  | 0 |  |  | 0 | 0 | 1.4762 | 0 |  | 0 |  | 0
2020 | Tehachapi_Wind | CAISO | CAISO | Wind | 0 | 0 | 0 | 0 | Tehachapi | 0 | 0 |  |  |  | -171743.25 |  |  | 0 | 0 | 1.4762 | 0 |  | 0 |  | 0
2020 | Westlands_Ex_Solar | CAISO | CAISO | Solar | 0 | 0 | 0 | 0 | Westlands_Ex | 0 | 0 |  |  |  | 0 |  |  | 0 | 0 | 1.4762 | 0 |  | 0 |  | 0
2020 | Westlands_Ex_Wind | CAISO | CAISO | Wind | 0 |  |  | 0 | [10 empty] | 0 | 1.4762 | 0
2020 | Westlands_Solar | CAISO | CAISO | Solar | 0 | 0 | 0 | 0 | Westlands | 0 | 0 |  |  |  | 0 |  |  | 0 | 0 | 1.4762 | 0 |  | 0 |  | 0
2020 | Arizona_Solar | CAISO | CAISO | Solar | 0 |  |  | 0 | [10 empty] | 0 | 1.4762 | 0
2020 | Arizona_Wind | CAISO | CAISO | Wind | 0 |  |  | 0 | [10 empty] | 0 | 1.4762 | 0
2020 | Baja_California_Solar | CAISO | CAISO | Solar | 0 |  |  | 0 | [10 empty] | 0 | 1.4762 | 0
2020 | Baja_California_Wind | CAISO | CAISO | Wind | 0 |  |  | 0 | [10 empty] | 0 | 1.4762 | 0
2020 | Idaho_Wind | CAISO | CAISO | Wind | 0 |  |  | 0 | [10 empty] | 0 | 1.4762 | 0
2020 | New_Mexico_Solar | CAISO | CAISO | Solar | 0 |  |  | 0 | [10 empty] | 0 | 1.4762 | 0
2020 | New_Mexico_Wind | CAISO | CAISO | Wind | 0 |  |  | 0 | [10 empty] | 0 | 1.4762 | 0
2020 | Utah_Solar | CAISO | CAISO | Solar | 0 |  |  | 0 | [10 empty] | 0 | 1.4762 | 0
2020 | Utah_Wind | CAISO | CAISO | Wind | 0 |  |  | 0 | [10 empty] | 0 | 1.4762 | 0
2020 | Wyoming_Wind | CAISO | CAISO | Wind | 0 |  |  | 0 | [10 empty] | 0 | 1.4762 | 0
2020 | Pacific_Northwest_Wind | CAISO | CAISO | Wind | 0 |  |  | 0 | [10 empty] | 0 | 1.4762 | 0
2020 | Cape_Mendocino_Offshore_Wind | CAISO | CAISO | Offshore_Wind | 0 |  |  | 0 | [10 empty] | 0 | 1.4762 | 0
2020 | Del_Norte_Offshore_Wind | CAISO | CAISO | Offshore_Wind | 0 |  |  | 0 | [10 empty] | 0 | 1.4762 | 0
2020 | Diablo_Canyon_Offshore_Wind | CAISO | CAISO | Offshore_Wind | 0 |  |  | 0 | [10 empty] | 0 | 1.4762 | 0
2020 | Humboldt_Bay_Offshore_Wind | CAISO | CAISO | Offshore_Wind | 0 |  |  | 0 | [10 empty] | 0 | 1.4762 | 0
2020 | Morro_Bay_Offshore_Wind | CAISO | CAISO | Offshore_Wind | 0 |  |  | 0 | [10 empty] | 0 | 1.4762 | 0
2020 | CAISO_Existing_Pumped_Storage | CAISO | CAISO | Pumped_Hydro | 1599.2 |  |  | 1599.2 | [10 empty] | 0 | 1.4762 | 1599.2
2020 | CAISO_New_Pumped_Storage | CAISO | CAISO | Pumped_Hydro | 0 | 0 | 0 | 0 | [6 empty] | -222322.48 |  |  | 0 | 0 | 1.4762 | 0 |  | 0 |  | 0
2020 | CAISO_New_Flow_Battery | CAISO | CAISO | Flow_Battery | 0 | 0 | 0 | 0 | [6 empty] | 0 |  |  | 0 | 0 | 1.4762 | 0 |  | 0 |  | 0
2020 | CAISO_New_Flow_Battery_2 | CAISO | CAISO | Flow_Battery | 0 | 0 | 0 | 0 | [6 empty] | 0 |  |  | 0 | 0 | 1.4762 | 0 |  | 0 |  | 0
2020 | CAISO_New_Flow_Battery_3 | CAISO | CAISO | Flow_Battery | 0 | 0 | 0 | 0 | [6 empty] | 0 |  |  | 0 | 0 | 1.4762 | 0 |  | 0 |  | 0
2020 | CAISO_New_Flow_Battery_4 | CAISO | CAISO | Flow_Battery | 0 | 0 | 0 | 0 | [6 empty] | 0 |  |  | 0 | 0 | 1.4762 | 0 |  | 0 |  | 0
2020 | CAISO_New_Flow_Battery_5 | CAISO | CAISO | Flow_Battery | 0 | 0 | 0 | 0 | [9 empty] | 0 | 0 | 1.4762 | 0 |  | 0 |  | 0
2020 | CAISO_New_Li_Battery | CAISO | CAISO | Li_Battery | 0 | 833.21 | 833.21 | 833.21 | [6 empty] | 0 |  |  | 50055270.23 | 3959964.55 | 1.4762 | 0 |  | 833.21 |  | 833.21
2020 | CAISO_BTM_Li_Battery | CAISO | CAISO | BTM_Li_Battery | 721.99 | 0 | 0 | 721.99 | [6 empty] | 0 |  |  | 0 | 6884957.69 | 1.4762 | 721.99 |  | 0 |  | 0
2020 | CAISO_New_Li_Battery_2 | CAISO | CAISO | Li_Battery | 0 | 0 | 0 | 0 | [6 empty] | 0 |  |  | 0 | 0 | 1.4762 | 0 |  | 0 |  | 0
2020 | CAISO_New_Li_Battery_3 | CAISO | CAISO | Li_Battery | 0 | 0 | 0 | 0 | [6 empty] | 0 |  |  | 0 | 0 | 1.4762 | 0 |  | 0 |  | 0
2020 | CAISO_New_Li_Battery_4 | CAISO | CAISO | Li_Battery | 0 | 0 | 0 | 0 | [6 empty] | 0 |  |  | 0 | 0 | 1.4762 | 0 |  | 0 |  | 0
2020 | CAISO_New_Li_Battery_5 | CAISO | CAISO | Li_Battery | 0 | 0 | 0 | 0 | [9 empty] | 0 | 0 | 1.4762 | 0 |  | 0 |  | 0
2020 | CAISO_New_Li_Battery_6 | CAISO | CAISO | Li_Battery | 0 | 0 | 0 | 0 | [9 empty] | 0 | 0 | 1.4762 | 0 |  | 0 |  | 0
2020 | CAISO_Hydro | CAISO | CAISO | Hydro | 7070.1 |  |  | 7070.1 | [10 empty] | 0 | 1.4762 | 7070.1
2020 | NW_Hydro | NW | NW | Hydro | 31478.05 |  |  | 31478.05 | [10 empty] | 0 | 1.4762 | 31478.05
2020 | SW_Hydro | SW | SW | Hydro | 2680.31 |  |  | 2680.31 | [10 empty] | 0 | 1.4762 | 2680.31
2020 | LDWP_Hydro | LDWP | LDWP | Hydro | 233.7 |  |  | 233.7 | [10 empty] | 0 | 1.4762 | 233.7
2020 | BANC_Hydro | BANC | BANC | Hydro | 2724.06 |  |  | 2724.06 | [10 empty] | 0 | 1.4762 | 2724.06
2020 | IID_Hydro | IID | IID | Hydro | 83.5 |  |  | 83.5 | [10 empty] | 0 | 1.4762 | 83.5
2020 | NW_Hydro_for_CAISO | CAISO_NW_Hydro | CAISO_NW_Hydro | Hydro_NW_CAISO | 2851.77 |  |  | 2851.77 | [10 empty] | 0 | 1.4762 | 2851.77
2020 | Hydrogen_electrolysis | CAISO | CAISO | Hydrogen_Electrolysis | [9 empty] | 0 |  |  |  |  | 0 | 1.4762 | 0
2020 | CAISO_Shed_DR_Existing | CAISO | CAISO | CAISO_Conventional_DR | 2195.45 |  |  | 2195.45 | [7 empty] | 1 | 2195.45 |  | 0 | 1.4762 | 2195.45
2020 | CAISO_Shed_DR_Tranche1 | CAISO | CAISO | CAISO_Conventional_DR | 0 | 0 | 0 | 0 | [6 empty] | 0 | 1 | 0 | 0 | 0 | 1.4762 | 0 |  | 0 |  | 0
2020 | CAISO_Shed_DR_Tranche2 | CAISO | CAISO | CAISO_Conventional_DR | 0 | 0 | 0 | 0 | [6 empty] | 0 | 1 | 0 | 0 | 0 | 1.4762 | 0 |  | 0 |  | 0
2020 | CAISO_Shed_DR_Tranche3 | CAISO | CAISO | CAISO_Conventional_DR | 0 | 0 | 0 | 0 | [6 empty] | 0 | 1 | 0 | 0 | 0 | 1.4762 | 0 |  | 0 |  | 0
2020 | CAISO_Shed_DR_Tranche4 | CAISO | CAISO | CAISO_Conventional_DR | 0 | 0 | 0 | 0 | [6 empty] | 0 | 1 | 0 | 0 | 0 | 1.4762 | 0 |  | 0 |  | 0
2020 | CAISO_Shed_DR_Tranche5 | CAISO | CAISO | CAISO_Conventional_DR | 0 | 0 | 0 | 0 | [6 empty] | 0 | 1 | 0 | 0 | 0 | 1.4762 | 0 |  | 0 |  | 0
2020 | CAISO_Shed_DR_Tranche6 | CAISO | CAISO | CAISO_Conventional_DR | 0 | 0 | 0 | 0 | [6 empty] | 0 | 1 | 0 | 0 | 0 | 1.4762 | 0 |  | 0 |  | 0
2020 | CAISO_Shed_DR_Tranche7 | CAISO | CAISO | CAISO_Conventional_DR | 0 | 0 | 0 | 0 | [6 empty] | 0 | 1 | 0 | 0 | 0 | 1.4762 | 0 |  | 0 |  | 0
2020 | CAISO_Shed_DR_Tranche8 | CAISO | CAISO | CAISO_Conventional_DR | 0 | 0 | 0 | 0 | [6 empty] | 0 | 1 | 0 | 0 | 0 | 1.4762 | 0 |  | 0 |  | 0
2022 | CAISO_CHP | CAISO | CAISO | CAISO_CHP | 2296.02 |  |  | 2296.02 | [10 empty] | 0 | 2.6383 | 2296.02
2022 | CAISO_Nuclear | CAISO | CAISO | CAISO_Nuclear | 2935 |  |  | 2935 | [10 empty] | 0 | 2.6383 | 2935
2022 | CAISO_CCGT1 | CAISO | CAISO | CAISO_CCGT1 | 13333.47 |  |  | 13333.47 | [7 empty] | 532.4 | 25.04 |  | 148200393.3 | 2.6383 | 13333.47 | 0
2022 | CAISO_CCGT2 | CAISO | CAISO | CAISO_CCGT2 | 2927.93 |  |  | 2927.93 | [7 empty] | 187.53 | 15.61 |  | 32543694.74 | 2.6383 | 2927.93 | 0
2022 | CAISO_Coal | CAISO | CAISO | CAISO_Coal | 480 |  |  | 480 | [7 empty] | 849.97 | 0.56 |  | 0 | 2.6383 | 480
2022 | CAISO_Peaker1 | CAISO | CAISO | CAISO_Peaker1 | 4913.93 |  |  | 4913.93 | [7 empty] | 67.59 | 72.7 |  | 67294545.83 | 2.6383 | 4913.93 | 0
2022 | CAISO_Peaker2 | CAISO | CAISO | CAISO_Peaker2 | 3682.71 |  |  | 3682.71 | [7 empty] | 53 | 69.48 |  | 50433420.27 | 2.6383 | 3682.71 | 0
2022 | CAISO_Advanced_CCGT | CAISO | CAISO | CAISO_Advanced_CCGT | 0 | 0 | 0 | 0 | [7 empty] | 600 | 0 | 0 | 0 | 2.6383 | 0 | 0 | 0 | 0 | 0
2022 | CAISO_Aero_CT | CAISO | CAISO | CAISO_Aero_CT | 0 | 0 | 0 | 0 | [7 empty] | 100 | 0 | 0 | 0 | 2.6383 | 0 | 0 | 0 | 0 | 0
2022 | CAISO_Reciprocating_Engine | CAISO | CAISO | CAISO_Reciprocating_Engine | 255.3 | 0 | 0 | 255.3 | [7 empty] | 10.36 | 24.65 | 0 | 3496243.85 | 2.6383 | 255.3 | 0 | 0 | 0 | 0
2022 | CAISO_ST | CAISO | CAISO | CAISO_ST | 0 |  |  | 0 | [7 empty] | 341.83 | 0 |  | 0 | 2.6383 | 0
2022 | NW_Nuclear | NW | NW | NW_Nuclear | 1756.56 |  |  | 1756.56 | [10 empty] | 0 | 2.6383 | 1756.56
2022 | NW_Coal | NW | NW | NW_Coal | 8795.8 |  |  | 8795.8 | [7 empty] | 367.75 | 23.92 |  | 0 | 2.6383 | 8795.8
2022 | NW_CCGT | NW | NW | NW_CCGT | 9573.43 |  |  | 9573.43 | [7 empty] | 341.91 | 28 |  | 0 | 2.6383 | 9573.43
2022 | NW_Peaker | NW | NW | NW_Peaker | 2993.17 |  |  | 2993.17 | [7 empty] | 29.06 | 103 |  | 0 | 2.6383 | 2993.17
2022 | SW_Nuclear | SW | SW | SW_Nuclear | 2998 |  |  | 2998 | [10 empty] | 0 | 2.6383 | 2998
2022 | SW_Coal | SW | SW | SW_Coal | 7167.6 |  |  | 7167.6 | [7 empty] | 409.46 | 17.5 |  | 0 | 2.6383 | 7167.6
2022 | SW_CCGT | SW | SW | SW_CCGT | 17015.1 |  |  | 17015.1 | [7 empty] | 344.28 | 49.42 |  | 0 | 2.6383 | 17015.1
2022 | SW_Peaker | SW | SW | SW_Peaker | 6262.12 |  |  | 6262.12 | [7 empty] | 47.78 | 131.06 |  | 0 | 2.6383 | 6262.12
2022 | SW_ST | SW | SW | SW_ST | 1611.5 |  |  | 1611.5 | [7 empty] | 92.71 | 17.38 |  | 0 | 2.6383 | 1611.5
2022 | LDWP_Nuclear | LDWP | LDWP | LDWP_Nuclear | 407 |  |  | 407 | [10 empty] | 0 | 2.6383 | 407
2022 | LDWP_Coal | LDWP | LDWP | LDWP_Coal | 1699.94 |  |  | 1699.94 | [7 empty] | 849.97 | 2 |  | 0 | 2.6383 | 1699.94
2022 | LDWP_CCGT | LDWP | LDWP | LDWP_CCGT | 2291.7 |  |  | 2291.7 | [7 empty] | 385.96 | 5.94 |  | 0 | 2.6383 | 2291.7
2022 | LDWP_Peaker | LDWP | LDWP | LDWP_Peaker | 1545 |  |  | 1545 | [7 empty] | 82.35 | 18.76 |  | 0 | 2.6383 | 1545
2022 | LDWP_ST | LDWP | LDWP | LDWP_ST | 992 |  |  | 992 | [7 empty] | 110.22 | 9 |  | 0 | 2.6383 | 992
2022 | IID_CCGT | IID | IID | IID_CCGT | 255.3 |  |  | 255.3 | [7 empty] | 127.65 | 2 |  | 0 | 2.6383 | 255.3
2022 | IID_Peaker | IID | IID | IID_Peaker | 397 |  |  | 397 | [7 empty] | 36.09 | 11 |  | 0 | 2.6383 | 397
2022 | BANC_CCGT | BANC | BANC | BANC_CCGT | 1863.1 |  |  | 1863.1 | [7 empty] | 207.01 | 9 |  | 0 | 2.6383 | 1863.1
2022 | BANC_Peaker | BANC | BANC | BANC_Peaker | 866.99 |  |  | 866.99 | [7 empty] | 34.68 | 25 |  | 0 | 2.6383 | 866.99
2022 | BANC_Biomass_for_Other | BANC | BANC | Biomass | 0 |  |  | 0 | [10 empty] | 0 | 2.6383 | 0
2022 | BANC_Geothermal_for_Other | BANC | BANC | Geothermal | 0 |  |  | 0 | [10 empty] | 0 | 2.6383 | 0
2022 | CAISO_Biomass_for_Other | CAISO | CAISO | Biomass | 11.7 |  |  | 11.7 | [10 empty] | 0 | 2.6383 | 11.7
2022 | CAISO_Geothermal_for_Other | CAISO | CAISO | Geothermal | 38.67 |  |  | 38.67 | [10 empty] | 0 | 2.6383 | 38.67
2022 | IID_Biomass_for_Other | IID | IID | Biomass | 0 |  |  | 0 | [10 empty] | 0 | 2.6383 | 0
2022 | IID_Geothermal_for_Other | IID | IID | Geothermal | 4 |  |  | 4 | [10 empty] | 0 | 2.6383 | 4
2022 | LDWP_Biomass_for_Other | LDWP | LDWP | Biomass | 0 |  |  | 0 | [10 empty] | 0 | 2.6383 | 0
2022 | LDWP_Geothermal_for_Other | LDWP | LDWP | Geothermal | 171.23 |  |  | 171.23 | [10 empty] | 0 | 2.6383 | 171.23
2022 | NW_Biomass_for_Other | NW | NW | Biomass | 599.71 |  |  | 599.71 | [10 empty] | 0 | 2.6383 | 599.71
2022 | NW_Geothermal_for_Other | NW | NW | Geothermal | 103.85 |  |  | 103.85 | [10 empty] | 0 | 2.6383 | 103.85
2022 | SW_Biomass_for_Other | SW | SW | Biomass | 37.4 |  |  | 37.4 | [10 empty] | 0 | 2.6383 | 37.4
2022 | SW_Geothermal_for_Other | SW | SW | Geothermal | 406.91 |  |  | 406.91 | [10 empty] | 0 | 2.6383 | 406.91
2022 | CAISO_Biomass_for_CAISO | CAISO | CAISO | Biomass | 890.95 |  |  | 890.95 | [10 empty] | 0 | 2.6383 | 890.95
2022 | CAISO_Geothermal_for_CAISO | CAISO | CAISO | Geothermal | 1812.64 |  |  | 1812.64 | [10 empty] | 0 | 2.6383 | 1812.64
2022 | IID_Geothermal_for_CAISO | IID | CAISO | Geothermal | 83 |  |  | 83 | [10 empty] | 0 | 2.6383 | 83
2022 | NW_Biomass_for_CAISO | NW | CAISO | Biomass | 46 |  |  | 46 | [10 empty] | 0 | 2.6383 | 46
2022 | NW_Geothermal_for_CAISO | NW | CAISO | Geothermal | 0 |  |  | 0 | [10 empty] | 0 | 2.6383 | 0
2022 | InState_Biomass | CAISO | CAISO | Biomass | 0 | 0 | 0 | 0 | None | 0 | 0 |  |  |  | 0 |  |  | 0 | 0 | 2.6383 | 0 |  | 0 |  | 0
2022 | CAISO_Small_Hydro_for_CAISO | CAISO | CAISO | Small_Hydro | 960.23 |  |  | 960.23 | [10 empty] | 0 | 2.6383 | 960.23
2022 | BANC_Small_Hydro_for_CAISO | BANC | CAISO | Small_Hydro | 0 |  |  | 0 | [10 empty] | 0 | 2.6383 | 0
2022 | NW_Small_Hydro_for_CAISO | NW | CAISO | Small_Hydro | 6.9 |  |  | 6.9 | [10 empty] | 0 | 2.6383 | 6.9
2022 | CAISO_Small_Hydro_for_Other | CAISO | CAISO | Small_Hydro | 13.8 |  |  | 13.8 | [10 empty] | 0 | 2.6383 | 13.8
2022 | BANC_Small_Hydro_for_Other | BANC | BANC | Small_Hydro | 0 |  |  | 0 | [10 empty] | 0 | 2.6383 | 0
2022 | IID_Small_Hydro_for_Other | IID | IID | Small_Hydro | 0 |  |  | 0 | [10 empty] | 0 | 2.6383 | 0
2022 | LDWP_Small_Hydro_for_Other | LDWP | LDWP | Small_Hydro | 0 |  |  | 0 | [10 empty] | 0 | 2.6383 | 0
2022 | NW_Small_Hydro_for_Other | NW | NW | Small_Hydro | 0 |  |  | 0 | [10 empty] | 0 | 2.6383 | 0
2022 | SW_Small_Hydro_for_Other | SW | SW | Small_Hydro | 0 |  |  | 0 | [10 empty] | 0 | 2.6383 | 0
2022 | Greater_Imperial_Geothermal | CAISO | CAISO | Geothermal | 0 | 0 | 0 | 0 | Greater_Imperial | 0 | 0 |  |  |  | 0 |  |  | 0 | 0 | 2.6383 | 0 |  | 0 |  | 0
2022 | Inyokern_North_Kramer_Geothermal | CAISO | CAISO | Geothermal | 0 | 0 | 0 | 0 | Inyokern_North_Kramer | 0 | 0 |  |  |  | 0 |  |  | 0 | 0 | 2.6383 | 0 |  | 0 |  | 0
2022 | Northern_California_Ex_Geothermal | CAISO | CAISO | Geothermal | 0 | 0 | 0 | 0 | Northern_California_Ex | 0 | 0 |  |  |  | 0 |  |  | 0 | 0 | 2.6383 | 0 |  | 0 |  | 0
2022 | Pacific_Northwest_Geothermal | CAISO | CAISO | Geothermal | 0 |  |  | 0 | [10 empty] | 0 | 2.6383 | 0
2022 | Riverside_Palm_Springs_Geothermal | CAISO | CAISO | Geothermal | 0 | 0 | 0 | 0 | Riverside_Palm_Springs | 0 | 0 |  |  |  | 0 |  |  | 0 | 0 | 2.6383 | 0 |  | 0 |  | 0
2022 | Solano_Geothermal | CAISO | CAISO | Geothermal | 0 | 127.16 | 127.16 | 127.16 | Solano | 57 | 70.16 |  |  |  | 0 |  |  | 62519091.74 | 18914238.4 | 2.6383 | 0 |  | 127.16 |  | 0
2022 | Southern_Nevada_Geothermal | CAISO | CAISO | Geothermal | 0 | 0 | 0 | 0 | Mountain_Pass_El_Dorado | 0 | 0 |  |  |  | 0 |  |  | 0 | 0 | 2.6383 | 0 |  | 0 |  | 0
2022 | Customer_PV | CAISO | CAISO | Customer_PV | 12284.27 |  |  | 12284.27 | [10 empty] | 0 | 2.6383 | 12284.27
2022 | BANC_Solar_for_Other | BANC | BANC | Solar | 2297.01 |  |  | 2297.01 | [10 empty] | 0 | 2.6383 | 2297.01
2022 | CAISO_Solar_for_Other | CAISO | CAISO | Solar | 12 |  |  | 12 | [10 empty] | 0 | 2.6383 | 12
2022 | IID_Solar_for_Other | IID | IID | Solar | 0 |  |  | 0 | [10 empty] | 0 | 2.6383 | 0
2022 | LDWP_Solar_for_Other | LDWP | LDWP | Solar | 1216.14 |  |  | 1216.14 | [10 empty] | 0 | 2.6383 | 1216.14
2022 | NW_Solar_for_Other | NW | NW | Solar | 563.21 |  |  | 563.21 | [10 empty] | 0 | 2.6383 | 563.21
2022 | SW_Solar_for_Other | SW | SW | Solar | 1965.3 |  |  | 1965.3 | [10 empty] | 0 | 2.6383 | 1965.3
2022 | CAISO_Solar_for_CAISO | CAISO | CAISO | Solar | 14751 |  |  | 14751 | [10 empty] | 0 | 2.6383 | 14751
2022 | IID_Solar_for_CAISO | IID | CAISO | Solar | 49.9 |  |  | 49.9 | [10 empty] | 0 | 2.6383 | 49.9
2022 | SW_Solar_for_CAISO | SW | CAISO | Solar | 65 |  |  | 65 | [10 empty] | 0 | 2.6383 | 65
2022 | BANC_Wind_for_Other | BANC | BANC | Wind | 0 |  |  | 0 | [10 empty] | 0 | 2.6383 | 0
2022 | CAISO_Wind_for_Other | CAISO | CAISO | Wind | 279.98 |  |  | 279.98 | [10 empty] | 0 | 2.6383 | 279.98
2022 | IID_Wind_for_Other | IID | IID | Wind | 0 |  |  | 0 | [10 empty] | 0 | 2.6383 | 0
2022 | LDWP_Wind_for_Other | LDWP | LDWP | Wind | 25.3 |  |  | 25.3 | [10 empty] | 0 | 2.6383 | 25.3
2022 | NW_Wind_for_Other | NW | NW | Wind | 8594.91 |  |  | 8594.91 | [10 empty] | 0 | 2.6383 | 8594.91
2022 | SW_Wind_for_Other | SW | SW | Wind | 2124.23 |  |  | 2124.23 | [10 empty] | 0 | 2.6383 | 2124.23
2022 | CAISO_Wind_for_CAISO | CAISO | CAISO | Wind | 7176.33 |  |  | 7176.33 | [10 empty] | 0 | 2.6383 | 7176.33
2022 | LDWP_Wind_for_CAISO | LDWP | CAISO | Wind | 5.09 |  |  | 5.09 | [10 empty] | 0 | 2.6383 | 5.09
2022 | NW_Wind_for_CAISO | NW | CAISO | Wind | 1417.29 |  |  | 1417.29 | [10 empty] | 0 | 2.6383 | 1417.29
2022 | SW_Wind_for_CAISO | SW | CAISO | Wind | 50.4 |  |  | 50.4 | [10 empty] | 0 | 2.6383 | 50.4
2022 | Carrizo_Solar | CAISO | CAISO | Solar | 0 | 0 | 0 | 0 | Carrizo | 0 | 0 |  |  |  | 0 |  |  | 0 | 0 | 2.6383 | 0 |  | 0 |  | 0
2022 | Carrizo_Wind | CAISO | CAISO | Wind | 0 | 0 | 0 | 0 | Carrizo | 0 | 0 |  |  |  | -99522.68 |  |  | 0 | 0 | 2.6383 | 0 |  | 0 |  | 0
2022 | Central_Valley_North_Los_Banos_Solar | CAISO | CAISO | Solar | 0 | 0 | 0 | 0 | Central_Valley_North_Los_Banos | 0 | 0 |  |  |  | 0 |  |  | 0 | 0 | 2.6383 | 0 |  | 0 |  | 0
2022 | Central_Valley_North_Los_Banos_Wind | CAISO | CAISO | Wind | 0 | 0 | 0 | 0 | Central_Valley_North_Los_Banos | 0 | 0 |  |  |  | 0 |  |  | 0 | 0 | 2.6383 | 0 |  | 0 |  | 0
2022 | Distributed_Solar | CAISO | CAISO | Solar | 0 | 0 | 0 | 0 | None | 0 | 0 |  |  |  | 0 |  |  | 0 | 0 | 2.6383 | 0 |  | 0 |  | 0
2022 | Distributed_Wind | CAISO | CAISO | Wind | 0 | 253.16 | 253.16 | 253.16 | None | 253.16 | 0 |  |  |  | -54028.97 |  |  | 26204881.19 | 10595518.93 | 2.6383 | 0 |  | 253.16 |  | 0
2022 | Greater_Imperial_Solar | CAISO | CAISO | Solar | 0 | 1011.81 | 1011.81 | 1011.81 | Greater_Imperial | 919.08 | 92.73 |  |  |  | 0 |  |  | 62356486.17 | 10430765.73 | 2.6383 | 0 |  | 1011.81 |  | 0
2022 | Greater_Imperial_Wind | CAISO | CAISO | Wind | 0 | 0 | 0 | 0 | Greater_Imperial | 0 | 0 |  |  |  | 0 |  |  | 0 | 0 | 2.6383 | 0 |  | 0 |  | 0
2022 | Greater_Kramer_Wind | CAISO | CAISO | Wind | 0 | 0 | 0 | 0 | Greater_Kramer | 0 | 0 |  |  |  | 0 |  |  | 0 | 0 | 2.6383 | 0 |  | 0 |  | 0
2022 | Humboldt_Wind | CAISO | CAISO | Wind | 0 | 0 | 0 | 0 | Humboldt | 0 | 0 |  |  |  | 0 |  |  | 0 | 0 | 2.6383 | 0 |  | 0 |  | 0
2022 | Inyokern_North_Kramer_Solar | CAISO | CAISO | Solar | 0 | 297 | 297 | 297 | Inyokern_North_Kramer | 297 | 0 |  |  |  | 0 |  |  | 18303626.6 | 3061763.94 | 2.6383 | 0 |  | 297 |  | 0
2022 | Kern_Greater_Carrizo_Solar | CAISO | CAISO | Solar | 0 | 537 | 537 | 537 | Kern_Greater_Carrizo | 537 | 0 |  |  |  | 0 |  |  | 33094435.97 | 5535916.63 | 2.6383 | 0 |  | 537 |  | 0
2022 | Kern_Greater_Carrizo_Wind | CAISO | CAISO | Wind | 0 | 60 | 60 | 60 | Kern_Greater_Carrizo | 60 | 0 |  |  |  | -84641.83 |  |  | 6212716.84 | 2511183.19 | 2.6383 | 0 |  | 60 |  | 0
2022 | Kramer_Inyokern_Ex_Solar | CAISO | CAISO | Solar | 0 | 860.4 | 860.4 | 860.4 | Kramer_Inyokern_Ex | 860.4 | 0 |  |  |  | 0 |  |  | 53025051.6 | 8869837.36 | 2.6383 | 0 |  | 860.4 |  | 0
2022 | Kramer_Inyokern_Ex_Wind | CAISO | CAISO | Wind | 0 | 0 | 0 | 0 | Kramer_Inyokern_Ex | 0 | 0 |  |  |  | 0 |  |  | 0 | 0 | 2.6383 | 0 |  | 0 |  | 0
2022 | North_Victor_Solar | CAISO | CAISO | Solar | 0 | 300 | 300 | 300 | North_Victor | 300 | 0 |  |  |  | 0 |  |  | 18488511.72 | 3092690.85 | 2.6383 | 0 |  | 300 |  | 0
2022 | Northern_California_Ex_Solar | CAISO | CAISO | Solar | 0 | 0 | 0 | 0 | Northern_California_Ex | 0 | 0 |  |  |  | 0 |  |  | 0 | 0 | 2.6383 | 0 |  | 0 |  | 0
2022 | Northern_California_Ex_Wind | CAISO | CAISO | Wind | 0 | 865.9 | 865.9 | 865.9 | Northern_California_Ex | 865.9 | 0 |  |  |  | -31024.3 |  |  | 87896033.65 | 36240558.71 | 2.6383 | 0 |  | 865.9 |  | 0
2022 | NW_Ext_Tx_Wind | CAISO | CAISO | Wind | 0 | 540.24 | 540.24 | 540.24 | Sacramento_River | 540.24 | 0 |  |  |  | 0 |  |  | 76509531.76 | 22638141.77 | 2.6383 | 0 |  | 540.24 |  | 0
2022 | Riverside_Palm_Springs_Solar | CAISO | CAISO | Solar | 0 | 1047.69 | 1047.69 | 1047.69 | Riverside_Palm_Springs | 565 | 482.69 |  |  |  | 0 |  |  | 64567572.36 | 10800628.17 | 2.6383 | 0 |  | 1047.69 |  | 0
2022 | Sacramento_River_Solar | CAISO | CAISO | Solar | 0 | 0 | 0 | 0 | Sacramento_River | 0 | 0 |  |  |  | 0 |  |  | 0 | 0 | 2.6383 | 0 |  | 0 |  | 0
2022 | Sacramento_River_Wind | CAISO | CAISO | Wind | 0 |  |  | 0 | [10 empty] | 0 | 2.6383 | 0
2022 | SCADSNV_Solar | CAISO | CAISO | Solar | 0 | 0 | 0 | 0 | SCADSNV | 0 | 0 |  |  |  | 0 |  |  | 0 | 0 | 2.6383 | 0 |  | 0 |  | 0
2022 | SCADSNV_Wind | CAISO | CAISO | Wind | 0 | 0 | 0 | 0 | SCADSNV | 0 | 0 |  |  |  | 0 |  |  | 0 | 0 | 2.6383 | 0 |  | 0 |  | 0
2022 | Solano_Solar | CAISO | CAISO | Solar | 0 | 0 | 0 | 0 | Solano | 0 | 0 |  |  |  | 0 |  |  | 0 | 0 | 2.6383 | 0 |  | 0 |  | 0
2022 | Solano_subzone_Solar | CAISO | CAISO | Solar | 0 | 0 | 0 | 0 | Solano_subzone | 0 | 0 |  |  |  | 0 |  |  | 0 | 0 | 2.6383 | 0 |  | 0 |  | 0
2022 | Solano_subzone_Wind | CAISO | CAISO | Wind | 0 | 0 | 0 | 0 | Solano_subzone | 0 | 0 |  |  |  | 0 |  |  | 0 | 0 | 2.6383 | 0 |  | 0 |  | 0
2022 | Solano_Wind | CAISO | CAISO | Wind | 0 | 542 | 542 | 542 | Solano | 542 | 0 |  |  |  | -93997.58 |  |  | 54954546.17 | 22684354.8 | 2.6383 | 0 |  | 542 |  | 0
2022 | Southern_California_Desert_Ex_Solar | CAISO | CAISO | Solar | 0 | 862 | 862 | 862 | Southern_California_Desert_Ex | 862 | 0 |  |  |  | 0 |  |  | 53123657 | 8886331.72 | 2.6383 | 0 |  | 862 |  | 0
2022 | Southern_California_Desert_Ex_Wind | CAISO | CAISO | Wind | 0 | 0 | 0 | 0 | Southern_California_Desert_Ex | 0 | 0 |  |  |  | 0 |  |  | 0 | 0 | 2.6383 | 0 |  | 0 |  | 0
2022 | Southern_Nevada_Solar | CAISO | CAISO | Solar | 0 | 153.97 | 153.97 | 153.97 | GLW_VEA | 153.97 | 0 |  |  |  | 0 |  |  | 9219225.46 | 1542158.43 | 2.6383 | 0 |  | 153.97 |  | 0
2022 | Southern_Nevada_Wind | CAISO | CAISO | Wind | 0 | 442.03 | 442.03 | 442.03 | GLW_VEA | 442.03 | 0 |  |  |  | -44128.7 |  |  | 45026961.74 | 18139039.1 | 2.6383 | 0 |  | 442.03 |  | 0
2022 | SW_Ext_Tx_Wind | CAISO | CAISO | Wind | 0 | 0 | 0 | 0 | Riverside_Palm_Springs | 0 | 0 |  |  |  | 0 |  |  | 0 | 0 | 2.6383 | 0 |  | 0 |  | 0
2022 | Tehachapi_Ex_Solar | CAISO | CAISO | Solar | 0 | 1488 | 1488 | 1488 | Tehachapi_Ex | 1488 | 0 |  |  |  | 0 |  |  | 91703018.11 | 15339746.63 | 2.6383 | 0 |  | 1488 |  | 0
2022 | Tehachapi_Solar | CAISO | CAISO | Solar | 0 | 3735.56 | 3735.56 | 3735.56 | Tehachapi | 3652.62 | 82.93 |  |  |  | 0 |  |  | 230216294.2 | 38509742.59 | 2.6383 | 0 |  | 3735.56 |  | 0
2022 | Tehachapi_Wind | CAISO | CAISO | Wind | 0 | 24.38 | 24.38 | 24.38 | Tehachapi | 24.38 | 0 |  |  |  | 0 |  |  | 2323003.62 | 1034469.32 | 2.6383 | 0 |  | 24.38 |  | 0
2022 | Westlands_Ex_Solar | CAISO | CAISO | Solar | 0 | 1778.57 | 1778.57 | 1778.57 | Westlands_Ex | 1778.57 | 0 |  |  |  | 0 |  |  | 109610559.16 | 18335254.82 | 2.6383 | 0 |  | 1778.57 |  | 0
2022 | Westlands_Ex_Wind | CAISO | CAISO | Wind | 0 |  |  | 0 | [10 empty] | 0 | 2.6383 | 0
2022 | Westlands_Solar | CAISO | CAISO | Solar | 0 | 0 | 0 | 0 | Westlands | 0 | 0 |  |  |  | 0 |  |  | 0 | 0 | 2.6383 | 0 |  | 0 |  | 0
2022 | Arizona_Solar | CAISO | CAISO | Solar | 0 |  |  | 0 | [10 empty] | 0 | 2.6383 | 0
2022 | Arizona_Wind | CAISO | CAISO | Wind | 0 |  |  | 0 | [10 empty] | 0 | 2.6383 | 0
2022 | Baja_California_Solar | CAISO | CAISO | Solar | 0 |  |  | 0 | [10 empty] | 0 | 2.6383 | 0
2022 | Baja_California_Wind | CAISO | CAISO | Wind | 0 |  |  | 0 | [10 empty] | 0 | 2.6383 | 0
2022 | Idaho_Wind | CAISO | CAISO | Wind | 0 |  |  | 0 | [10 empty] | 0 | 2.6383 | 0
2022 | New_Mexico_Solar | CAISO | CAISO | Solar | 0 |  |  | 0 | [10 empty] | 0 | 2.6383 | 0
2022 | New_Mexico_Wind | CAISO | CAISO | Wind | 0 |  |  | 0 | [10 empty] | 0 | 2.6383 | 0
2022 | Utah_Solar | CAISO | CAISO | Solar | 0 |  |  | 0 | [10 empty] | 0 | 2.6383 | 0
2022 | Utah_Wind | CAISO | CAISO | Wind | 0 |  |  | 0 | [10 empty] | 0 | 2.6383 | 0
2022 | Wyoming_Wind | CAISO | CAISO | Wind | 0 |  |  | 0 | [10 empty] | 0 | 2.6383 | 0
2022 | Pacific_Northwest_Wind | CAISO | CAISO | Wind | 0 |  |  | 0 | [10 empty] | 0 | 2.6383 | 0
2022 | Cape_Mendocino_Offshore_Wind | CAISO | CAISO | Offshore_Wind | 0 |  |  | 0 | [10 empty] | 0 | 2.6383 | 0
2022 | Del_Norte_Offshore_Wind | CAISO | CAISO | Offshore_Wind | 0 |  |  | 0 | [10 empty] | 0 | 2.6383 | 0
2022 | Diablo_Canyon_Offshore_Wind | CAISO | CAISO | Offshore_Wind | 0 |  |  | 0 | [10 empty] | 0 | 2.6383 | 0
2022 | Humboldt_Bay_Offshore_Wind | CAISO | CAISO | Offshore_Wind | 0 |  |  | 0 | [10 empty] | 0 | 2.6383 | 0
2022 | Morro_Bay_Offshore_Wind | CAISO | CAISO | Offshore_Wind | 0 |  |  | 0 | [10 empty] | 0 | 2.6383 | 0
2022 | CAISO_Existing_Pumped_Storage | CAISO | CAISO | Pumped_Hydro | 1599.2 |  |  | 1599.2 | [10 empty] | 0 | 2.6383 | 1599.2
2022 | CAISO_New_Pumped_Storage | CAISO | CAISO | Pumped_Hydro | 0 | 0 | 0 | 0 | [6 empty] | -650706.1 |  |  | 0 | 0 | 2.6383 | 0 |  | 0 |  | 0
2022 | CAISO_New_Flow_Battery | CAISO | CAISO | Flow_Battery | 0 | 0 | 0 | 0 | [6 empty] | 0 |  |  | 0 | 0 | 2.6383 | 0 |  | 0 |  | 0
2022 | CAISO_New_Flow_Battery_2 | CAISO | CAISO | Flow_Battery | 0 | 0 | 0 | 0 | [6 empty] | 0 |  |  | 0 | 0 | 2.6383 | 0 |  | 0 |  | 0
2022 | CAISO_New_Flow_Battery_3 | CAISO | CAISO | Flow_Battery | 0 | 0 | 0 | 0 | [6 empty] | 0 |  |  | 0 | 0 | 2.6383 | 0 |  | 0 |  | 0
2022 | CAISO_New_Flow_Battery_4 | CAISO | CAISO | Flow_Battery | 0 | 0 | 0 | 0 | [6 empty] | 0 |  |  | 0 | 0 | 2.6383 | 0 |  | 0 |  | 0
2022 | CAISO_New_Flow_Battery_5 | CAISO | CAISO | Flow_Battery | 0 | 0 | 0 | 0 | [9 empty] | 0 | 0 | 2.6383 | 0 |  | 0 |  | 0
2022 | CAISO_New_Li_Battery | CAISO | CAISO | Li_Battery | 0 | 2447.26 | 3280.47 | 3280.47 | [6 empty] | 0 |  |  | 303333959.26 | 29632238.23 | 2.6383 | 0 |  | 3280.47 |  | 1282.04
2022 | CAISO_BTM_Li_Battery | CAISO | CAISO | BTM_Li_Battery | 942.36 | 0 | 0 | 942.36 | [6 empty] | 0 |  |  | 0 | 8986423.19 | 2.6383 | 942.36 |  | 0 |  | 0
2022 | CAISO_New_Li_Battery_2 | CAISO | CAISO | Li_Battery | 0 | 0 | 0 | 0 | [6 empty] | 0 |  |  | 0 | 0 | 2.6383 | 0 |  | 0 |  | 0
2022 | CAISO_New_Li_Battery_3 | CAISO | CAISO | Li_Battery | 0 | 0 | 0 | 0 | [6 empty] | 0 |  |  | 0 | 0 | 2.6383 | 0 |  | 0 |  | 0
2022 | CAISO_New_Li_Battery_4 | CAISO | CAISO | Li_Battery | 0 | 0 | 0 | 0 | [6 empty] | 0 |  |  | 0 | 0 | 2.6383 | 0 |  | 0 |  | 0
2022 | CAISO_New_Li_Battery_5 | CAISO | CAISO | Li_Battery | 0 | 0 | 0 | 0 | [9 empty] | 0 | 0 | 2.6383 | 0 |  | 0 |  | 0
2022 | CAISO_New_Li_Battery_6 | CAISO | CAISO | Li_Battery | 0 | 0 | 0 | 0 | [9 empty] | 0 | 0 | 2.6383 | 0 |  | 0 |  | 0
2022 | CAISO_Hydro | CAISO | CAISO | Hydro | 7070.1 |  |  | 7070.1 | [10 empty] | 0 | 2.6383 | 7070.1
2022 | NW_Hydro | NW | NW | Hydro | 31478.05 |  |  | 31478.05 | [10 empty] | 0 | 2.6383 | 31478.05
2022 | SW_Hydro | SW | SW | Hydro | 2680.31 |  |  | 2680.31 | [10 empty] | 0 | 2.6383 | 2680.31
2022 | LDWP_Hydro | LDWP | LDWP | Hydro | 233.7 |  |  | 233.7 | [10 empty] | 0 | 2.6383 | 233.7
2022 | BANC_Hydro | BANC | BANC | Hydro | 2724.06 |  |  | 2724.06 | [10 empty] | 0 | 2.6383 | 2724.06
2022 | IID_Hydro | IID | IID | Hydro | 83.5 |  |  | 83.5 | [10 empty] | 0 | 2.6383 | 83.5
2022 | NW_Hydro_for_CAISO | CAISO_NW_Hydro | CAISO_NW_Hydro | Hydro_NW_CAISO | 2851.77 |  |  | 2851.77 | [10 empty] | 0 | 2.6383 | 2851.77
2022 | Hydrogen_electrolysis | CAISO | CAISO | Hydrogen_Electrolysis | [9 empty] | 0 |  |  |  |  | 0 | 2.6383 | 0
2022 | CAISO_Shed_DR_Existing | CAISO | CAISO | CAISO_Conventional_DR | 2195.45 |  |  | 2195.45 | [7 empty] | 1 | 2195.45 |  | 0 | 2.6383 | 2195.45
2022 | CAISO_Shed_DR_Tranche1 | CAISO | CAISO | CAISO_Conventional_DR | 0 | 0 | 0 | 0 | [6 empty] | 0 | 1 | 0 | 0 | 0 | 2.6383 | 0 |  | 0 |  | 0
2022 | CAISO_Shed_DR_Tranche2 | CAISO | CAISO | CAISO_Conventional_DR | 0 | 0 | 0 | 0 | [6 empty] | 0 | 1 | 0 | 0 | 0 | 2.6383 | 0 |  | 0 |  | 0
2022 | CAISO_Shed_DR_Tranche3 | CAISO | CAISO | CAISO_Conventional_DR | 0 | 0 | 0 | 0 | [6 empty] | 0 | 1 | 0 | 0 | 0 | 2.6383 | 0 |  | 0 |  | 0
2022 | CAISO_Shed_DR_Tranche4 | CAISO | CAISO | CAISO_Conventional_DR | 0 | 0 | 0 | 0 | [6 empty] | 0 | 1 | 0 | 0 | 0 | 2.6383 | 0 |  | 0 |  | 0
2022 | CAISO_Shed_DR_Tranche5 | CAISO | CAISO | CAISO_Conventional_DR | 0 | 0 | 0 | 0 | [6 empty] | 0 | 1 | 0 | 0 | 0 | 2.6383 | 0 |  | 0 |  | 0
2022 | CAISO_Shed_DR_Tranche6 | CAISO | CAISO | CAISO_Conventional_DR | 0 | 0 | 0 | 0 | [6 empty] | 0 | 1 | 0 | 0 | 0 | 2.6383 | 0 |  | 0 |  | 0
2022 | CAISO_Shed_DR_Tranche7 | CAISO | CAISO | CAISO_Conventional_DR | 0 | 0 | 0 | 0 | [6 empty] | 0 | 1 | 0 | 0 | 0 | 2.6383 | 0 |  | 0 |  | 0
2022 | CAISO_Shed_DR_Tranche8 | CAISO | CAISO | CAISO_Conventional_DR | 0 | 0 | 0 | 0 | [6 empty] | 0 | 1 | 0 | 0 | 0 | 2.6383 | 0 |  | 0 |  | 0
2026 | CAISO_CHP | CAISO | CAISO | CAISO_CHP | 2296.02 |  |  | 2296.02 | [10 empty] | 0 | 2.9938 | 2296.02
2026 | CAISO_Nuclear | CAISO | CAISO | CAISO_Nuclear | 635 |  |  | 635 | [10 empty] | 0 | 2.9938 | 635
2026 | CAISO_CCGT1 | CAISO | CAISO | CAISO_CCGT1 | 13333.47 |  |  | 13333.47 | [7 empty] | 532.4 | 25.04 |  | 148200393.3 | 2.9938 | 13333.47 | 0
2026 | CAISO_CCGT2 | CAISO | CAISO | CAISO_CCGT2 | 2927.93 |  |  | 2927.93 | [7 empty] | 187.53 | 15.61 |  | 32543694.74 | 2.9938 | 2927.93 | 0
2026 | CAISO_Coal | CAISO | CAISO | CAISO_Coal | 0 |  |  | 0 | [7 empty] | 849.97 | 0 |  | 0 | 2.9938 | 0
2026 | CAISO_Peaker1 | CAISO | CAISO | CAISO_Peaker1 | 4913.93 |  |  | 4913.93 | [7 empty] | 67.59 | 72.7 |  | 67294545.83 | 2.9938 | 4913.93 | 0
2026 | CAISO_Peaker2 | CAISO | CAISO | CAISO_Peaker2 | 3682.71 |  |  | 3682.71 | [7 empty] | 53 | 69.48 |  | 50433420.27 | 2.9938 | 3682.71 | 0
2026 | CAISO_Advanced_CCGT | CAISO | CAISO | CAISO_Advanced_CCGT | 0 | 0 | 0 | 0 | [7 empty] | 600 | 0 | 0 | 0 | 2.9938 | 0 | 0 | 0 | 0 | 0
2026 | CAISO_Aero_CT | CAISO | CAISO | CAISO_Aero_CT | 0 | 0 | 0 | 0 | [7 empty] | 100 | 0 | 0 | 0 | 2.9938 | 0 | 0 | 0 | 0 | 0
2026 | CAISO_Reciprocating_Engine | CAISO | CAISO | CAISO_Reciprocating_Engine | 255.3 | 0 | 0 | 255.3 | [7 empty] | 10.36 | 24.65 | 0 | 3496243.85 | 2.9938 | 255.3 | 0 | 0 | 0 | 0
2026 | CAISO_ST | CAISO | CAISO | CAISO_ST | 0 |  |  | 0 | [7 empty] | 341.83 | 0 |  | 0 | 2.9938 | 0
2026 | NW_Nuclear | NW | NW | NW_Nuclear | 1756.56 |  |  | 1756.56 | [10 empty] | 0 | 2.9938 | 1756.56
2026 | NW_Coal | NW | NW | NW_Coal | 8125.8 |  |  | 8125.8 | [7 empty] | 367.75 | 22.1 |  | 0 | 2.9938 | 8125.8
2026 | NW_CCGT | NW | NW | NW_CCGT | 9573.43 |  |  | 9573.43 | [7 empty] | 341.91 | 28 |  | 0 | 2.9938 | 9573.43
2026 | NW_Peaker | NW | NW | NW_Peaker | 2993.17 |  |  | 2993.17 | [7 empty] | 29.06 | 103 |  | 0 | 2.9938 | 2993.17
2026 | SW_Nuclear | SW | SW | SW_Nuclear | 2998 |  |  | 2998 | [10 empty] | 0 | 2.9938 | 2998
2026 | SW_Coal | SW | SW | SW_Coal | 6265.6 |  |  | 6265.6 | [7 empty] | 409.46 | 15.3 |  | 0 | 2.9938 | 6265.6
2026 | SW_CCGT | SW | SW | SW_CCGT | 19421.1 |  |  | 19421.1 | [7 empty] | 344.28 | 56.41 |  | 0 | 2.9938 | 19421.1
2026 | SW_Peaker | SW | SW | SW_Peaker | 6808.12 |  |  | 6808.12 | [7 empty] | 47.78 | 142.48 |  | 0 | 2.9938 | 6808.12
2026 | SW_ST | SW | SW | SW_ST | 1318.5 |  |  | 1318.5 | [7 empty] | 92.71 | 14.22 |  | 0 | 2.9938 | 1318.5
2026 | LDWP_Nuclear | LDWP | LDWP | LDWP_Nuclear | 407 |  |  | 407 | [10 empty] | 0 | 2.9938 | 407
2026 | LDWP_Coal | LDWP | LDWP | LDWP_Coal | 0 |  |  | 0 | [7 empty] | 849.97 | 0 |  | 0 | 2.9938 | 0
2026 | LDWP_CCGT | LDWP | LDWP | LDWP_CCGT | 2985.7 |  |  | 2985.7 | [7 empty] | 385.96 | 7.74 |  | 0 | 2.9938 | 2985.7
2026 | LDWP_Peaker | LDWP | LDWP | LDWP_Peaker | 1647 |  |  | 1647 | [7 empty] | 82.35 | 20 |  | 0 | 2.9938 | 1647
2026 | LDWP_ST | LDWP | LDWP | LDWP_ST | 371 |  |  | 371 | [7 empty] | 110.22 | 3.37 |  | 0 | 2.9938 | 371
2026 | IID_CCGT | IID | IID | IID_CCGT | 255.3 |  |  | 255.3 | [7 empty] | 127.65 | 2 |  | 0 | 2.9938 | 255.3
2026 | IID_Peaker | IID | IID | IID_Peaker | 327 |  |  | 327 | [7 empty] | 36.09 | 9.06 |  | 0 | 2.9938 | 327
2026 | BANC_CCGT | BANC | BANC | BANC_CCGT | 1863.1 |  |  | 1863.1 | [7 empty] | 207.01 | 9 |  | 0 | 2.9938 | 1863.1
2026 | BANC_Peaker | BANC | BANC | BANC_Peaker | 866.99 |  |  | 866.99 | [7 empty] | 34.68 | 25 |  | 0 | 2.9938 | 866.99
2026 | BANC_Biomass_for_Other | BANC | BANC | Biomass | 0 |  |  | 0 | [10 empty] | 0 | 2.9938 | 0
2026 | BANC_Geothermal_for_Other | BANC | BANC | Geothermal | 0 |  |  | 0 | [10 empty] | 0 | 2.9938 | 0
2026 | CAISO_Biomass_for_Other | CAISO | CAISO | Biomass | 11.7 |  |  | 11.7 | [10 empty] | 0 | 2.9938 | 11.7
2026 | CAISO_Geothermal_for_Other | CAISO | CAISO | Geothermal | 38.67 |  |  | 38.67 | [10 empty] | 0 | 2.9938 | 38.67
2026 | IID_Biomass_for_Other | IID | IID | Biomass | 0 |  |  | 0 | [10 empty] | 0 | 2.9938 | 0
2026 | IID_Geothermal_for_Other | IID | IID | Geothermal | 4 |  |  | 4 | [10 empty] | 0 | 2.9938 | 4
2026 | LDWP_Biomass_for_Other | LDWP | LDWP | Biomass | 0 |  |  | 0 | [10 empty] | 0 | 2.9938 | 0
2026 | LDWP_Geothermal_for_Other | LDWP | LDWP | Geothermal | 256.85 |  |  | 256.85 | [10 empty] | 0 | 2.9938 | 256.85
2026 | NW_Biomass_for_Other | NW | NW | Biomass | 561.38 |  |  | 561.38 | [10 empty] | 0 | 2.9938 | 561.38
2026 | NW_Geothermal_for_Other | NW | NW | Geothermal | 103.85 |  |  | 103.85 | [10 empty] | 0 | 2.9938 | 103.85
2026 | SW_Biomass_for_Other | SW | SW | Biomass | 37.4 |  |  | 37.4 | [10 empty] | 0 | 2.9938 | 37.4
2026 | SW_Geothermal_for_Other | SW | SW | Geothermal | 406.91 |  |  | 406.91 | [10 empty] | 0 | 2.9938 | 406.91
2026 | CAISO_Biomass_for_CAISO | CAISO | CAISO | Biomass | 890.95 |  |  | 890.95 | [10 empty] | 0 | 2.9938 | 890.95
2026 | CAISO_Geothermal_for_CAISO | CAISO | CAISO | Geothermal | 1812.64 |  |  | 1812.64 | [10 empty] | 0 | 2.9938 | 1812.64
2026 | IID_Geothermal_for_CAISO | IID | CAISO | Geothermal | 83 |  |  | 83 | [10 empty] | 0 | 2.9938 | 83
2026 | NW_Biomass_for_CAISO | NW | CAISO | Biomass | 46 |  |  | 46 | [10 empty] | 0 | 2.9938 | 46
2026 | NW_Geothermal_for_CAISO | NW | CAISO | Geothermal | 0 |  |  | 0 | [10 empty] | 0 | 2.9938 | 0
2026 | InState_Biomass | CAISO | CAISO | Biomass | 0 | 0 | 0 | 0 | None | 0 | 0 |  |  |  | 0 |  |  | 0 | 0 | 2.9938 | 0 |  | 0 |  | 0
2026 | CAISO_Small_Hydro_for_CAISO | CAISO | CAISO | Small_Hydro | 960.23 |  |  | 960.23 | [10 empty] | 0 | 2.9938 | 960.23
2026 | BANC_Small_Hydro_for_CAISO | BANC | CAISO | Small_Hydro | 0 |  |  | 0 | [10 empty] | 0 | 2.9938 | 0
2026 | NW_Small_Hydro_for_CAISO | NW | CAISO | Small_Hydro | 6.9 |  |  | 6.9 | [10 empty] | 0 | 2.9938 | 6.9
2026 | CAISO_Small_Hydro_for_Other | CAISO | CAISO | Small_Hydro | 13.8 |  |  | 13.8 | [10 empty] | 0 | 2.9938 | 13.8
2026 | BANC_Small_Hydro_for_Other | BANC | BANC | Small_Hydro | 0 |  |  | 0 | [10 empty] | 0 | 2.9938 | 0
2026 | IID_Small_Hydro_for_Other | IID | IID | Small_Hydro | 0 |  |  | 0 | [10 empty] | 0 | 2.9938 | 0
2026 | LDWP_Small_Hydro_for_Other | LDWP | LDWP | Small_Hydro | 0 |  |  | 0 | [10 empty] | 0 | 2.9938 | 0
2026 | NW_Small_Hydro_for_Other | NW | NW | Small_Hydro | 0 |  |  | 0 | [10 empty] | 0 | 2.9938 | 0
2026 | SW_Small_Hydro_for_Other | SW | SW | Small_Hydro | 0 |  |  | 0 | [10 empty] | 0 | 2.9938 | 0
2026 | Greater_Imperial_Geothermal | CAISO | CAISO | Geothermal | 0 | 0 | 0 | 0 | Greater_Imperial | 0 | 0 |  |  |  | 0 |  |  | 0 | 0 | 2.9938 | 0 |  | 0 |  | 0
2026 | Inyokern_North_Kramer_Geothermal | CAISO | CAISO | Geothermal | 0 | 0 | 0 | 0 | Inyokern_North_Kramer | 0 | 0 |  |  |  | 0 |  |  | 0 | 0 | 2.9938 | 0 |  | 0 |  | 0
2026 | Northern_California_Ex_Geothermal | CAISO | CAISO | Geothermal | 0 | 0 | 0 | 0 | Northern_California_Ex | 0 | 0 |  |  |  | 0 |  |  | 0 | 0 | 2.9938 | 0 |  | 0 |  | 0
2026 | Pacific_Northwest_Geothermal | CAISO | CAISO | Geothermal | 0 |  |  | 0 | [10 empty] | 0 | 2.9938 | 0
2026 | Riverside_Palm_Springs_Geothermal | CAISO | CAISO | Geothermal | 0 | 0 | 0 | 0 | Riverside_Palm_Springs | 0 | 0 |  |  |  | 0 |  |  | 0 | 0 | 2.9938 | 0 |  | 0 |  | 0
2026 | Solano_Geothermal | CAISO | CAISO | Geothermal | 0 | 0 | 127.16 | 127.16 | Solano | 57 | 70.16 |  |  |  | 0 |  |  | 62519091.74 | 18914238.4 | 2.9938 | 0 |  | 127.16 |  | 0
2026 | Southern_Nevada_Geothermal | CAISO | CAISO | Geothermal | 0 | 0 | 0 | 0 | Mountain_Pass_El_Dorado | 0 | 0 |  |  |  | 0 |  |  | 0 | 0 | 2.9938 | 0 |  | 0 |  | 0
2026 | Customer_PV | CAISO | CAISO | Customer_PV | 16155.51 |  |  | 16155.51 | [10 empty] | 0 | 2.9938 | 16155.51
2026 | BANC_Solar_for_Other | BANC | BANC | Solar | 2989.2 |  |  | 2989.2 | [10 empty] | 0 | 2.9938 | 2989.2
2026 | CAISO_Solar_for_Other | CAISO | CAISO | Solar | 12 |  |  | 12 | [10 empty] | 0 | 2.9938 | 12
2026 | IID_Solar_for_Other | IID | IID | Solar | 0 |  |  | 0 | [10 empty] | 0 | 2.9938 | 0
2026 | LDWP_Solar_for_Other | LDWP | LDWP | Solar | 1252.09 |  |  | 1252.09 | [10 empty] | 0 | 2.9938 | 1252.09
2026 | NW_Solar_for_Other | NW | NW | Solar | 563.21 |  |  | 563.21 | [10 empty] | 0 | 2.9938 | 563.21
2026 | SW_Solar_for_Other | SW | SW | Solar | 1957.11 |  |  | 1957.11 | [10 empty] | 0 | 2.9938 | 1957.11
2026 | CAISO_Solar_for_CAISO | CAISO | CAISO | Solar | 14751 |  |  | 14751 | [10 empty] | 0 | 2.9938 | 14751
2026 | IID_Solar_for_CAISO | IID | CAISO | Solar | 49.9 |  |  | 49.9 | [10 empty] | 0 | 2.9938 | 49.9
2026 | SW_Solar_for_CAISO | SW | CAISO | Solar | 65 |  |  | 65 | [10 empty] | 0 | 2.9938 | 65
2026 | BANC_Wind_for_Other | BANC | BANC | Wind | 0 |  |  | 0 | [10 empty] | 0 | 2.9938 | 0
2026 | CAISO_Wind_for_Other | CAISO | CAISO | Wind | 279.98 |  |  | 279.98 | [10 empty] | 0 | 2.9938 | 279.98
2026 | IID_Wind_for_Other | IID | IID | Wind | 0 |  |  | 0 | [10 empty] | 0 | 2.9938 | 0
2026 | LDWP_Wind_for_Other | LDWP | LDWP | Wind | 250.62 |  |  | 250.62 | [10 empty] | 0 | 2.9938 | 250.62
2026 | NW_Wind_for_Other | NW | NW | Wind | 8594.91 |  |  | 8594.91 | [10 empty] | 0 | 2.9938 | 8594.91
2026 | SW_Wind_for_Other | SW | SW | Wind | 2124.23 |  |  | 2124.23 | [10 empty] | 0 | 2.9938 | 2124.23
2026 | CAISO_Wind_for_CAISO | CAISO | CAISO | Wind | 7176.33 |  |  | 7176.33 | [10 empty] | 0 | 2.9938 | 7176.33
2026 | LDWP_Wind_for_CAISO | LDWP | CAISO | Wind | 5.09 |  |  | 5.09 | [10 empty] | 0 | 2.9938 | 5.09
2026 | NW_Wind_for_CAISO | NW | CAISO | Wind | 1417.29 |  |  | 1417.29 | [10 empty] | 0 | 2.9938 | 1417.29
2026 | SW_Wind_for_CAISO | SW | CAISO | Wind | 50.4 |  |  | 50.4 | [10 empty] | 0 | 2.9938 | 50.4
2026 | Carrizo_Solar | CAISO | CAISO | Solar | 0 | 0 | 0 | 0 | Carrizo | 0 | 0 |  |  |  | 0 |  |  | 0 | 0 | 2.9938 | 0 |  | 0 |  | 0
2026 | Carrizo_Wind | CAISO | CAISO | Wind | 0 | 0 | 0 | 0 | Carrizo | 0 | 0 |  |  |  | 0 |  |  | 0 | 0 | 2.9938 | 0 |  | 0 |  | 0
2026 | Central_Valley_North_Los_Banos_Solar | CAISO | CAISO | Solar | 0 | 0 | 0 | 0 | Central_Valley_North_Los_Banos | 0 | 0 |  |  |  | 0 |  |  | 0 | 0 | 2.9938 | 0 |  | 0 |  | 0
2026 | Central_Valley_North_Los_Banos_Wind | CAISO | CAISO | Wind | 0 | 0 | 0 | 0 | Central_Valley_North_Los_Banos | 0 | 0 |  |  |  | 0 |  |  | 0 | 0 | 2.9938 | 0 |  | 0 |  | 0
2026 | Distributed_Solar | CAISO | CAISO | Solar | 0 | 0 | 0 | 0 | None | 0 | 0 |  |  |  | 0 |  |  | 0 | 0 | 2.9938 | 0 |  | 0 |  | 0
2026 | Distributed_Wind | CAISO | CAISO | Wind | 0 | 0 | 253.16 | 253.16 | None | 253.16 | 0 |  |  |  | 0 |  |  | 26204881.19 | 10595518.93 | 2.9938 | 0 |  | 253.16 |  | 0
2026 | Greater_Imperial_Solar | CAISO | CAISO | Solar | 0 | 0 | 1011.81 | 1011.81 | Greater_Imperial | 919.08 | 92.73 |  |  |  | 0 |  |  | 62356486.17 | 10430765.73 | 2.9938 | 0 |  | 1011.81 |  | 0
2026 | Greater_Imperial_Wind | CAISO | CAISO | Wind | 0 | 0 | 0 | 0 | Greater_Imperial | 0 | 0 |  |  |  | -116260.02 |  |  | 0 | 0 | 2.9938 | 0 |  | 0 |  | 0
2026 | Greater_Kramer_Wind | CAISO | CAISO | Wind | 0 | 0 | 0 | 0 | Greater_Kramer | 0 | 0 |  |  |  | 0 |  |  | 0 | 0 | 2.9938 | 0 |  | 0 |  | 0
2026 | Humboldt_Wind | CAISO | CAISO | Wind | 0 | 0 | 0 | 0 | Humboldt | 0 | 0 |  |  |  | 0 |  |  | 0 | 0 | 2.9938 | 0 |  | 0 |  | 0
2026 | Inyokern_North_Kramer_Solar | CAISO | CAISO | Solar | 0 | 0 | 297 | 297 | Inyokern_North_Kramer | 297 | 0 |  |  |  | 0 |  |  | 18303626.6 | 3061763.94 | 2.9938 | 0 |  | 297 |  | 0
2026 | Kern_Greater_Carrizo_Solar | CAISO | CAISO | Solar | 0 | 0 | 537 | 537 | Kern_Greater_Carrizo | 537 | 0 |  |  |  | 0 |  |  | 33094435.97 | 5535916.63 | 2.9938 | 0 |  | 537 |  | 0
2026 | Kern_Greater_Carrizo_Wind | CAISO | CAISO | Wind | 0 | 0 | 60 | 60 | Kern_Greater_Carrizo | 60 | 0 |  |  |  | 0 |  |  | 6212716.84 | 2511183.19 | 2.9938 | 0 |  | 60 |  | 0
2026 | Kramer_Inyokern_Ex_Solar | CAISO | CAISO | Solar | 0 | 0 | 860.4 | 860.4 | Kramer_Inyokern_Ex | 860.4 | 0 |  |  |  | 0 |  |  | 53025051.6 | 8869837.36 | 2.9938 | 0 |  | 860.4 |  | 0
2026 | Kramer_Inyokern_Ex_Wind | CAISO | CAISO | Wind | 0 | 0 | 0 | 0 | Kramer_Inyokern_Ex | 0 | 0 |  |  |  | -73337.52 |  |  | 0 | 0 | 2.9938 | 0 |  | 0 |  | 0
2026 | North_Victor_Solar | CAISO | CAISO | Solar | 0 | 0 | 300 | 300 | North_Victor | 300 | 0 |  |  |  | 0 |  |  | 18488511.72 | 3092690.85 | 2.9938 | 0 |  | 300 |  | 0
2026 | Northern_California_Ex_Solar | CAISO | CAISO | Solar | 0 | 0 | 0 | 0 | Northern_California_Ex | 0 | 0 |  |  |  | 0 |  |  | 0 | 0 | 2.9938 | 0 |  | 0 |  | 0
2026 | Northern_California_Ex_Wind | CAISO | CAISO | Wind | 0 | 0 | 865.9 | 865.9 | Northern_California_Ex | 865.9 | 0 |  |  |  | 0 |  |  | 87896033.65 | 36240558.71 | 2.9938 | 0 |  | 865.9 |  | 0
2026 | NW_Ext_Tx_Wind | CAISO | CAISO | Wind | 0 | 0 | 540.24 | 540.24 | Sacramento_River | 540.24 | 0 |  |  |  | 0 |  |  | 76509531.76 | 22638141.77 | 2.9938 | 0 |  | 540.24 |  | 0
2026 | Riverside_Palm_Springs_Solar | CAISO | CAISO | Solar | 0 | 0 | 1047.69 | 1047.69 | Riverside_Palm_Springs | 565 | 482.69 |  |  |  | 0 |  |  | 64567572.36 | 10800628.17 | 2.9938 | 0 |  | 1047.69 |  | 0
2026 | Sacramento_River_Solar | CAISO | CAISO | Solar | 0 | 0 | 0 | 0 | Sacramento_River | 0 | 0 |  |  |  | 0 |  |  | 0 | 0 | 2.9938 | 0 |  | 0 |  | 0
2026 | Sacramento_River_Wind | CAISO | CAISO | Wind | 0 |  |  | 0 | [10 empty] | 0 | 2.9938 | 0
2026 | SCADSNV_Solar | CAISO | CAISO | Solar | 0 | 0 | 0 | 0 | SCADSNV | 0 | 0 |  |  |  | 0 |  |  | 0 | 0 | 2.9938 | 0 |  | 0 |  | 0
2026 | SCADSNV_Wind | CAISO | CAISO | Wind | 0 | 0 | 0 | 0 | SCADSNV | 0 | 0 |  |  |  | 0 |  |  | 0 | 0 | 2.9938 | 0 |  | 0 |  | 0
2026 | Solano_Solar | CAISO | CAISO | Solar | 0 | 0 | 0 | 0 | Solano | 0 | 0 |  |  |  | 0 |  |  | 0 | 0 | 2.9938 | 0 |  | 0 |  | 0
2026 | Solano_subzone_Solar | CAISO | CAISO | Solar | 0 | 0 | 0 | 0 | Solano_subzone | 0 | 0 |  |  |  | 0 |  |  | 0 | 0 | 2.9938 | 0 |  | 0 |  | 0
2026 | Solano_subzone_Wind | CAISO | CAISO | Wind | 0 | 0 | 0 | 0 | Solano_subzone | 0 | 0 |  |  |  | 0 |  |  | 0 | 0 | 2.9938 | 0 |  | 0 |  | 0
2026 | Solano_Wind | CAISO | CAISO | Wind | 0 | 0 | 542 | 542 | Solano | 542 | 0 |  |  |  | 0 |  |  | 54954546.17 | 22684354.8 | 2.9938 | 0 |  | 542 |  | 0
2026 | Southern_California_Desert_Ex_Solar | CAISO | CAISO | Solar | 0 | 0 | 862 | 862 | Southern_California_Desert_Ex | 862 | 0 |  |  |  | 0 |  |  | 53123657 | 8886331.72 | 2.9938 | 0 |  | 862 |  | 0
2026 | Southern_California_Desert_Ex_Wind | CAISO | CAISO | Wind | 0 | 0 | 0 | 0 | Southern_California_Desert_Ex | 0 | 0 |  |  |  | -18581.16 |  |  | 0 | 0 | 2.9938 | 0 |  | 0 |  | 0
2026 | Southern_Nevada_Solar | CAISO | CAISO | Solar | 0 | 0 | 153.97 | 153.97 | GLW_VEA | 153.97 | 0 |  |  |  | 0 |  |  | 9219225.46 | 1542158.43 | 2.9938 | 0 |  | 153.97 |  | 0
2026 | Southern_Nevada_Wind | CAISO | CAISO | Wind | 0 | 0 | 442.03 | 442.03 | GLW_VEA | 442.03 | 0 |  |  |  | 0 |  |  | 45026961.74 | 18139039.1 | 2.9938 | 0 |  | 442.03 |  | 0
2026 | SW_Ext_Tx_Wind | CAISO | CAISO | Wind | 0 | 0 | 0 | 0 | Riverside_Palm_Springs | 0 | 0 |  |  |  | 0 |  |  | 0 | 0 | 2.9938 | 0 |  | 0 |  | 0
2026 | Tehachapi_Ex_Solar | CAISO | CAISO | Solar | 0 | 0 | 1488 | 1488 | Tehachapi_Ex | 1488 | 0 |  |  |  | 0 |  |  | 91703018.11 | 15339746.63 | 2.9938 | 0 |  | 1488 |  | 0
2026 | Tehachapi_Solar | CAISO | CAISO | Solar | 0 | 0 | 3735.56 | 3735.56 | Tehachapi | 3652.62 | 82.93 |  |  |  | 0 |  |  | 230216294.2 | 38509742.59 | 2.9938 | 0 |  | 3735.56 |  | 0
2026 | Tehachapi_Wind | CAISO | CAISO | Wind | 0 | 0 | 24.38 | 24.38 | Tehachapi | 24.38 | 0 |  |  |  | 0 |  |  | 2323003.62 | 1034469.32 | 2.9938 | 0 |  | 24.38 |  | 0
2026 | Westlands_Ex_Solar | CAISO | CAISO | Solar | 0 | 0 | 1778.57 | 1778.57 | Westlands_Ex | 1778.57 | 0 |  |  |  | 0 |  |  | 109610559.16 | 18335254.82 | 2.9938 | 0 |  | 1778.57 |  | 0
2026 | Westlands_Ex_Wind | CAISO | CAISO | Wind | 0 |  |  | 0 | [10 empty] | 0 | 2.9938 | 0
2026 | Westlands_Solar | CAISO | CAISO | Solar | 0 | 0 | 0 | 0 | Westlands | 0 | 0 |  |  |  | 0 |  |  | 0 | 0 | 2.9938 | 0 |  | 0 |  | 0
2026 | Arizona_Solar | CAISO | CAISO | Solar | 0 |  |  | 0 | [10 empty] | 0 | 2.9938 | 0
2026 | Arizona_Wind | CAISO | CAISO | Wind | 0 |  |  | 0 | [10 empty] | 0 | 2.9938 | 0
2026 | Baja_California_Solar | CAISO | CAISO | Solar | 0 |  |  | 0 | [10 empty] | 0 | 2.9938 | 0
2026 | Baja_California_Wind | CAISO | CAISO | Wind | 0 |  |  | 0 | [10 empty] | 0 | 2.9938 | 0
2026 | Idaho_Wind | CAISO | CAISO | Wind | 0 |  |  | 0 | [10 empty] | 0 | 2.9938 | 0
2026 | New_Mexico_Solar | CAISO | CAISO | Solar | 0 |  |  | 0 | [10 empty] | 0 | 2.9938 | 0
2026 | New_Mexico_Wind | CAISO | CAISO | Wind | 0 |  |  | 0 | [10 empty] | 0 | 2.9938 | 0
2026 | Utah_Solar | CAISO | CAISO | Solar | 0 |  |  | 0 | [10 empty] | 0 | 2.9938 | 0
2026 | Utah_Wind | CAISO | CAISO | Wind | 0 |  |  | 0 | [10 empty] | 0 | 2.9938 | 0
2026 | Wyoming_Wind | CAISO | CAISO | Wind | 0 |  |  | 0 | [10 empty] | 0 | 2.9938 | 0
2026 | Pacific_Northwest_Wind | CAISO | CAISO | Wind | 0 |  |  | 0 | [10 empty] | 0 | 2.9938 | 0
2026 | Cape_Mendocino_Offshore_Wind | CAISO | CAISO | Offshore_Wind | 0 |  |  | 0 | [10 empty] | 0 | 2.9938 | 0
2026 | Del_Norte_Offshore_Wind | CAISO | CAISO | Offshore_Wind | 0 |  |  | 0 | [10 empty] | 0 | 2.9938 | 0
2026 | Diablo_Canyon_Offshore_Wind | CAISO | CAISO | Offshore_Wind | 0 |  |  | 0 | [10 empty] | 0 | 2.9938 | 0
2026 | Humboldt_Bay_Offshore_Wind | CAISO | CAISO | Offshore_Wind | 0 |  |  | 0 | [10 empty] | 0 | 2.9938 | 0
2026 | Morro_Bay_Offshore_Wind | CAISO | CAISO | Offshore_Wind | 0 |  |  | 0 | [10 empty] | 0 | 2.9938 | 0
2026 | CAISO_Existing_Pumped_Storage | CAISO | CAISO | Pumped_Hydro | 1599.2 |  |  | 1599.2 | [10 empty] | 0 | 2.9938 | 1599.2
2026 | CAISO_New_Pumped_Storage | CAISO | CAISO | Pumped_Hydro | 0 | 0 | 0 | 0 | [6 empty] | 0 |  |  | 0 | 0 | 2.9938 | 0 |  | 0 |  | 0
2026 | CAISO_New_Flow_Battery | CAISO | CAISO | Flow_Battery | 0 | 0 | 0 | 0 | [6 empty] | 0 |  |  | 0 | 0 | 2.9938 | 0 |  | 0 |  | 0
2026 | CAISO_New_Flow_Battery_2 | CAISO | CAISO | Flow_Battery | 0 | 0 | 0 | 0 | [6 empty] | 0 |  |  | 0 | 0 | 2.9938 | 0 |  | 0 |  | 0
2026 | CAISO_New_Flow_Battery_3 | CAISO | CAISO | Flow_Battery | 0 | 0 | 0 | 0 | [6 empty] | 0 |  |  | 0 | 0 | 2.9938 | 0 |  | 0 |  | 0
2026 | CAISO_New_Flow_Battery_4 | CAISO | CAISO | Flow_Battery | 0 | 0 | 0 | 0 | [6 empty] | 0 |  |  | 0 | 0 | 2.9938 | 0 |  | 0 |  | 0
2026 | CAISO_New_Flow_Battery_5 | CAISO | CAISO | Flow_Battery | 0 | 0 | 0 | 0 | [9 empty] | 0 | 0 | 2.9938 | 0 |  | 0 |  | 0
2026 | CAISO_New_Li_Battery | CAISO | CAISO | Li_Battery | 0 | 3577.42 | 6857.9 | 6857.9 | [6 empty] | 0 |  |  | 561342783.76 | 58765927.1 | 2.9938 | 0 |  | 6857.9 |  | 1479.31
2026 | CAISO_BTM_Li_Battery | CAISO | CAISO | BTM_Li_Battery | 1320.42 | 0 | 0 | 1320.42 | [6 empty] | 0 |  |  | 0 | 12591669.31 | 2.9938 | 1320.42 |  | 0 |  | 0
2026 | CAISO_New_Li_Battery_2 | CAISO | CAISO | Li_Battery | 0 | 0 | 0 | 0 | [6 empty] | 0 |  |  | 0 | 0 | 2.9938 | 0 |  | 0 |  | 0
2026 | CAISO_New_Li_Battery_3 | CAISO | CAISO | Li_Battery | 0 | 0 | 0 | 0 | [6 empty] | 0 |  |  | 0 | 0 | 2.9938 | 0 |  | 0 |  | 0
2026 | CAISO_New_Li_Battery_4 | CAISO | CAISO | Li_Battery | 0 | 0 | 0 | 0 | [6 empty] | 0 |  |  | 0 | 0 | 2.9938 | 0 |  | 0 |  | 0
2026 | CAISO_New_Li_Battery_5 | CAISO | CAISO | Li_Battery | 0 | 0 | 0 | 0 | [9 empty] | 0 | 0 | 2.9938 | 0 |  | 0 |  | 0
2026 | CAISO_New_Li_Battery_6 | CAISO | CAISO | Li_Battery | 0 | 0 | 0 | 0 | [9 empty] | 0 | 0 | 2.9938 | 0 |  | 0 |  | 0
2026 | CAISO_Hydro | CAISO | CAISO | Hydro | 7070.1 |  |  | 7070.1 | [10 empty] | 0 | 2.9938 | 7070.1
2026 | NW_Hydro | NW | NW | Hydro | 31478.05 |  |  | 31478.05 | [10 empty] | 0 | 2.9938 | 31478.05
2026 | SW_Hydro | SW | SW | Hydro | 2680.31 |  |  | 2680.31 | [10 empty] | 0 | 2.9938 | 2680.31
2026 | LDWP_Hydro | LDWP | LDWP | Hydro | 233.7 |  |  | 233.7 | [10 empty] | 0 | 2.9938 | 233.7
2026 | BANC_Hydro | BANC | BANC | Hydro | 2724.06 |  |  | 2724.06 | [10 empty] | 0 | 2.9938 | 2724.06
2026 | IID_Hydro | IID | IID | Hydro | 83.5 |  |  | 83.5 | [10 empty] | 0 | 2.9938 | 83.5
2026 | NW_Hydro_for_CAISO | CAISO_NW_Hydro | CAISO_NW_Hydro | Hydro_NW_CAISO | 2851.77 |  |  | 2851.77 | [10 empty] | 0 | 2.9938 | 2851.77
2026 | Hydrogen_electrolysis | CAISO | CAISO | Hydrogen_Electrolysis | [9 empty] | 0 |  |  |  |  | 0 | 2.9938 | 0
2026 | CAISO_Shed_DR_Existing | CAISO | CAISO | CAISO_Conventional_DR | 2195.45 |  |  | 2195.45 | [7 empty] | 1 | 2195.45 |  | 0 | 2.9938 | 2195.45
2026 | CAISO_Shed_DR_Tranche1 | CAISO | CAISO | CAISO_Conventional_DR | 0 | 0 | 0 | 0 | [6 empty] | -265884.88 | 1 | 0 | 0 | 0 | 2.9938 | 0 |  | 0 |  | 0
2026 | CAISO_Shed_DR_Tranche2 | CAISO | CAISO | CAISO_Conventional_DR | 0 | 0 | 0 | 0 | [6 empty] | -121435.12 | 1 | 0 | 0 | 0 | 2.9938 | 0 |  | 0 |  | 0
2026 | CAISO_Shed_DR_Tranche3 | CAISO | CAISO | CAISO_Conventional_DR | 0 | 0 | 0 | 0 | [6 empty] | 0 | 1 | 0 | 0 | 0 | 2.9938 | 0 |  | 0 |  | 0
2026 | CAISO_Shed_DR_Tranche4 | CAISO | CAISO | CAISO_Conventional_DR | 0 | 0 | 0 | 0 | [6 empty] | 0 | 1 | 0 | 0 | 0 | 2.9938 | 0 |  | 0 |  | 0
2026 | CAISO_Shed_DR_Tranche5 | CAISO | CAISO | CAISO_Conventional_DR | 0 | 0 | 0 | 0 | [6 empty] | 0 | 1 | 0 | 0 | 0 | 2.9938 | 0 |  | 0 |  | 0
2026 | CAISO_Shed_DR_Tranche6 | CAISO | CAISO | CAISO_Conventional_DR | 0 | 0 | 0 | 0 | [6 empty] | 0 | 1 | 0 | 0 | 0 | 2.9938 | 0 |  | 0 |  | 0
2026 | CAISO_Shed_DR_Tranche7 | CAISO | CAISO | CAISO_Conventional_DR | 0 | 0 | 0 | 0 | [6 empty] | 0 | 1 | 0 | 0 | 0 | 2.9938 | 0 |  | 0 |  | 0
2026 | CAISO_Shed_DR_Tranche8 | CAISO | CAISO | CAISO_Conventional_DR | 0 | 0 | 0 | 0 | [6 empty] | 0 | 1 | 0 | 0 | 0 | 2.9938 | 0 |  | 0 |  | 0
2030 | CAISO_CHP | CAISO | CAISO | CAISO_CHP | 2296.02 |  |  | 2296.02 | [10 empty] | 0 | 4.9706 | 2296.02
2030 | CAISO_Nuclear | CAISO | CAISO | CAISO_Nuclear | 635 |  |  | 635 | [10 empty] | 0 | 4.9706 | 635
2030 | CAISO_CCGT1 | CAISO | CAISO | CAISO_CCGT1 | 13333.47 |  |  | 13232.81 | [7 empty] | 532.4 | 24.86 |  | 147081576.2 | 4.9706 | 13232.81 | 100.66
2030 | CAISO_CCGT2 | CAISO | CAISO | CAISO_CCGT2 | 2927.93 |  |  | 1885 | [7 empty] | 187.53 | 10.05 |  | 20951615.85 | 4.9706 | 1885 | 1042.93
2030 | CAISO_Coal | CAISO | CAISO | CAISO_Coal | 0 |  |  | 0 | [7 empty] | 849.97 | 0 |  | 0 | 4.9706 | 0
2030 | CAISO_Peaker1 | CAISO | CAISO | CAISO_Peaker1 | 4913.93 |  |  | 3163 | [7 empty] | 67.59 | 46.8 |  | 43316174.32 | 4.9706 | 3163 | 1750.93
2030 | CAISO_Peaker2 | CAISO | CAISO | CAISO_Peaker2 | 3682.71 |  |  | 1309 | [7 empty] | 53 | 24.7 |  | 17926295.35 | 4.9706 | 1309 | 2373.71
2030 | CAISO_Advanced_CCGT | CAISO | CAISO | CAISO_Advanced_CCGT | 0 | 0 | 0 | 0 | [7 empty] | 600 | 0 | 0 | 0 | 4.9706 | 0 | 0 | 0 | 0 | 0
2030 | CAISO_Aero_CT | CAISO | CAISO | CAISO_Aero_CT | 0 | 0 | 0 | 0 | [7 empty] | 100 | 0 | 0 | 0 | 4.9706 | 0 | 0 | 0 | 0 | 0
2030 | CAISO_Reciprocating_Engine | CAISO | CAISO | CAISO_Reciprocating_Engine | 255.3 | 0 | 0 | 184 | [7 empty] | 10.36 | 17.77 | 0 | 2519815.39 | 4.9706 | 184 | 71.3 | 0 | 0 | 0
2030 | CAISO_ST | CAISO | CAISO | CAISO_ST | 0 |  |  | 0 | [7 empty] | 341.83 | 0 |  | 0 | 4.9706 | 0
2030 | NW_Nuclear | NW | NW | NW_Nuclear | 1756.56 |  |  | 1756.56 | [10 empty] | 0 | 4.9706 | 1756.56
2030 | NW_Coal | NW | NW | NW_Coal | 7363.8 |  |  | 7363.8 | [7 empty] | 367.75 | 20.02 |  | 0 | 4.9706 | 7363.8
2030 | NW_CCGT | NW | NW | NW_CCGT | 9573.43 |  |  | 9573.43 | [7 empty] | 341.91 | 28 |  | 0 | 4.9706 | 9573.43
2030 | NW_Peaker | NW | NW | NW_Peaker | 2993.17 |  |  | 2993.17 | [7 empty] | 29.06 | 103 |  | 0 | 4.9706 | 2993.17
2030 | SW_Nuclear | SW | SW | SW_Nuclear | 2998 |  |  | 2998 | [10 empty] | 0 | 4.9706 | 2998
2030 | SW_Coal | SW | SW | SW_Coal | 6140.6 |  |  | 6140.6 | [7 empty] | 409.46 | 15 |  | 0 | 4.9706 | 6140.6
2030 | SW_CCGT | SW | SW | SW_CCGT | 19741.1 |  |  | 19741.1 | [7 empty] | 344.28 | 57.34 |  | 0 | 4.9706 | 19741.1
2030 | SW_Peaker | SW | SW | SW_Peaker | 6301.92 |  |  | 6301.92 | [7 empty] | 47.78 | 131.89 |  | 0 | 4.9706 | 6301.92
2030 | SW_ST | SW | SW | SW_ST | 966.5 |  |  | 966.5 | [7 empty] | 92.71 | 10.42 |  | 0 | 4.9706 | 966.5
2030 | LDWP_Nuclear | LDWP | LDWP | LDWP_Nuclear | 407 |  |  | 407 | [10 empty] | 0 | 4.9706 | 407
2030 | LDWP_Coal | LDWP | LDWP | LDWP_Coal | 0 |  |  | 0 | [7 empty] | 849.97 | 0 |  | 0 | 4.9706 | 0
2030 | LDWP_CCGT | LDWP | LDWP | LDWP_CCGT | 2754.7 |  |  | 2754.7 | [7 empty] | 385.96 | 7.14 |  | 0 | 4.9706 | 2754.7
2030 | LDWP_Peaker | LDWP | LDWP | LDWP_Peaker | 1647 |  |  | 1647 | [7 empty] | 82.35 | 20 |  | 0 | 4.9706 | 1647
2030 | LDWP_ST | LDWP | LDWP | LDWP_ST | 197 |  |  | 197 | [7 empty] | 110.22 | 1.79 |  | 0 | 4.9706 | 197
2030 | IID_CCGT | IID | IID | IID_CCGT | 255.3 |  |  | 255.3 | [7 empty] | 127.65 | 2 |  | 0 | 4.9706 | 255.3
2030 | IID_Peaker | IID | IID | IID_Peaker | 327 |  |  | 327 | [7 empty] | 36.09 | 9.06 |  | 0 | 4.9706 | 327
2030 | BANC_CCGT | BANC | BANC | BANC_CCGT | 1797.5 |  |  | 1797.5 | [7 empty] | 207.01 | 8.68 |  | 0 | 4.9706 | 1797.5
2030 | BANC_Peaker | BANC | BANC | BANC_Peaker | 866.99 |  |  | 866.99 | [7 empty] | 34.68 | 25 |  | 0 | 4.9706 | 866.99
2030 | BANC_Biomass_for_Other | BANC | BANC | Biomass | 0 |  |  | 0 | [10 empty] | 0 | 4.9706 | 0
2030 | BANC_Geothermal_for_Other | BANC | BANC | Geothermal | 0 |  |  | 0 | [10 empty] | 0 | 4.9706 | 0
2030 | CAISO_Biomass_for_Other | CAISO | CAISO | Biomass | 11.7 |  |  | 11.7 | [10 empty] | 0 | 4.9706 | 11.7
2030 | CAISO_Geothermal_for_Other | CAISO | CAISO | Geothermal | 38.67 |  |  | 38.67 | [10 empty] | 0 | 4.9706 | 38.67
2030 | IID_Biomass_for_Other | IID | IID | Biomass | 0 |  |  | 0 | [10 empty] | 0 | 4.9706 | 0
2030 | IID_Geothermal_for_Other | IID | IID | Geothermal | 4 |  |  | 4 | [10 empty] | 0 | 4.9706 | 4
2030 | LDWP_Biomass_for_Other | LDWP | LDWP | Biomass | 0 |  |  | 0 | [10 empty] | 0 | 4.9706 | 0
2030 | LDWP_Geothermal_for_Other | LDWP | LDWP | Geothermal | 262.56 |  |  | 262.56 | [10 empty] | 0 | 4.9706 | 262.56
2030 | NW_Biomass_for_Other | NW | NW | Biomass | 554.77 |  |  | 554.77 | [10 empty] | 0 | 4.9706 | 554.77
2030 | NW_Geothermal_for_Other | NW | NW | Geothermal | 103.85 |  |  | 103.85 | [10 empty] | 0 | 4.9706 | 103.85
2030 | SW_Biomass_for_Other | SW | SW | Biomass | 36.03 |  |  | 36.03 | [10 empty] | 0 | 4.9706 | 36.03
2030 | SW_Geothermal_for_Other | SW | SW | Geothermal | 406.91 |  |  | 406.91 | [10 empty] | 0 | 4.9706 | 406.91
2030 | CAISO_Biomass_for_CAISO | CAISO | CAISO | Biomass | 889.05 |  |  | 889.05 | [10 empty] | 0 | 4.9706 | 889.05
2030 | CAISO_Geothermal_for_CAISO | CAISO | CAISO | Geothermal | 1812.64 |  |  | 1812.64 | [10 empty] | 0 | 4.9706 | 1812.64
2030 | IID_Geothermal_for_CAISO | IID | CAISO | Geothermal | 83 |  |  | 83 | [10 empty] | 0 | 4.9706 | 83
2030 | NW_Biomass_for_CAISO | NW | CAISO | Biomass | 46 |  |  | 46 | [10 empty] | 0 | 4.9706 | 46
2030 | NW_Geothermal_for_CAISO | NW | CAISO | Geothermal | 0 |  |  | 0 | [10 empty] | 0 | 4.9706 | 0
2030 | InState_Biomass | CAISO | CAISO | Biomass | 0 | 0 | 0 | 0 | None | 0 | 0 |  |  |  | 0 |  |  | 0 | 0 | 4.9706 | 0 |  | 0 |  | 0
2030 | CAISO_Small_Hydro_for_CAISO | CAISO | CAISO | Small_Hydro | 960.23 |  |  | 960.23 | [10 empty] | 0 | 4.9706 | 960.23
2030 | BANC_Small_Hydro_for_CAISO | BANC | CAISO | Small_Hydro | 0 |  |  | 0 | [10 empty] | 0 | 4.9706 | 0
2030 | NW_Small_Hydro_for_CAISO | NW | CAISO | Small_Hydro | 6.9 |  |  | 6.9 | [10 empty] | 0 | 4.9706 | 6.9
2030 | CAISO_Small_Hydro_for_Other | CAISO | CAISO | Small_Hydro | 13.8 |  |  | 13.8 | [10 empty] | 0 | 4.9706 | 13.8
2030 | BANC_Small_Hydro_for_Other | BANC | BANC | Small_Hydro | 0 |  |  | 0 | [10 empty] | 0 | 4.9706 | 0
2030 | IID_Small_Hydro_for_Other | IID | IID | Small_Hydro | 0 |  |  | 0 | [10 empty] | 0 | 4.9706 | 0
2030 | LDWP_Small_Hydro_for_Other | LDWP | LDWP | Small_Hydro | 0 |  |  | 0 | [10 empty] | 0 | 4.9706 | 0
2030 | NW_Small_Hydro_for_Other | NW | NW | Small_Hydro | 0 |  |  | 0 | [10 empty] | 0 | 4.9706 | 0
2030 | SW_Small_Hydro_for_Other | SW | SW | Small_Hydro | 0 |  |  | 0 | [10 empty] | 0 | 4.9706 | 0
2030 | Greater_Imperial_Geothermal | CAISO | CAISO | Geothermal | 0 | 0 | 0 | 0 | Greater_Imperial | 0 | 0 |  |  |  | 0 |  |  | 0 | 0 | 4.9706 | 0 |  | 0 |  | 0
2030 | Inyokern_North_Kramer_Geothermal | CAISO | CAISO | Geothermal | 0 | 0 | 0 | 0 | Inyokern_North_Kramer | 0 | 0 |  |  |  | 0 |  |  | 0 | 0 | 4.9706 | 0 |  | 0 |  | 0
2030 | Northern_California_Ex_Geothermal | CAISO | CAISO | Geothermal | 0 | 0 | 0 | 0 | Northern_California_Ex | 0 | 0 |  |  |  | 0 |  |  | 0 | 0 | 4.9706 | 0 |  | 0 |  | 0
2030 | Pacific_Northwest_Geothermal | CAISO | CAISO | Geothermal | 0 |  |  | 0 | [10 empty] | 0 | 4.9706 | 0
2030 | Riverside_Palm_Springs_Geothermal | CAISO | CAISO | Geothermal | 0 | 0 | 0 | 0 | Riverside_Palm_Springs | 0 | 0 |  |  |  | 0 |  |  | 0 | 0 | 4.9706 | 0 |  | 0 |  | 0
2030 | Solano_Geothermal | CAISO | CAISO | Geothermal | 0 | 0 | 127.16 | 127.16 | Solano | 57 | 70.16 |  |  |  | 0 |  |  | 62519091.74 | 18914238.4 | 4.9706 | 0 |  | 127.16 |  | 0
2030 | Southern_Nevada_Geothermal | CAISO | CAISO | Geothermal | 0 | 0 | 0 | 0 | Mountain_Pass_El_Dorado | 0 | 0 |  |  |  | 0 |  |  | 0 | 0 | 4.9706 | 0 |  | 0 |  | 0
2030 | Customer_PV | CAISO | CAISO | Customer_PV | 20066.03 |  |  | 20066.03 | [10 empty] | 0 | 4.9706 | 20066.03
2030 | BANC_Solar_for_Other | BANC | BANC | Solar | 3630.93 |  |  | 3630.93 | [10 empty] | 0 | 4.9706 | 3630.93
2030 | CAISO_Solar_for_Other | CAISO | CAISO | Solar | 12 |  |  | 12 | [10 empty] | 0 | 4.9706 | 12
2030 | IID_Solar_for_Other | IID | IID | Solar | 0 |  |  | 0 | [10 empty] | 0 | 4.9706 | 0
2030 | LDWP_Solar_for_Other | LDWP | LDWP | Solar | 1398.58 |  |  | 1398.58 | [10 empty] | 0 | 4.9706 | 1398.58
2030 | NW_Solar_for_Other | NW | NW | Solar | 562.26 |  |  | 562.26 | [10 empty] | 0 | 4.9706 | 562.26
2030 | SW_Solar_for_Other | SW | SW | Solar | 2899.41 |  |  | 2899.41 | [10 empty] | 0 | 4.9706 | 2899.41
2030 | CAISO_Solar_for_CAISO | CAISO | CAISO | Solar | 14751 |  |  | 14751 | [10 empty] | 0 | 4.9706 | 14751
2030 | IID_Solar_for_CAISO | IID | CAISO | Solar | 49.9 |  |  | 49.9 | [10 empty] | 0 | 4.9706 | 49.9
2030 | SW_Solar_for_CAISO | SW | CAISO | Solar | 65 |  |  | 65 | [10 empty] | 0 | 4.9706 | 65
2030 | BANC_Wind_for_Other | BANC | BANC | Wind | 0 |  |  | 0 | [10 empty] | 0 | 4.9706 | 0
2030 | CAISO_Wind_for_Other | CAISO | CAISO | Wind | 279.98 |  |  | 279.98 | [10 empty] | 0 | 4.9706 | 279.98
2030 | IID_Wind_for_Other | IID | IID | Wind | 0 |  |  | 0 | [10 empty] | 0 | 4.9706 | 0
2030 | LDWP_Wind_for_Other | LDWP | LDWP | Wind | 421.92 |  |  | 421.92 | [10 empty] | 0 | 4.9706 | 421.92
2030 | NW_Wind_for_Other | NW | NW | Wind | 9042.89 |  |  | 9042.89 | [10 empty] | 0 | 4.9706 | 9042.89
2030 | SW_Wind_for_Other | SW | SW | Wind | 1734.98 |  |  | 1734.98 | [10 empty] | 0 | 4.9706 | 1734.98
2030 | CAISO_Wind_for_CAISO | CAISO | CAISO | Wind | 7176.33 |  |  | 7176.33 | [10 empty] | 0 | 4.9706 | 7176.33
2030 | LDWP_Wind_for_CAISO | LDWP | CAISO | Wind | 5.09 |  |  | 5.09 | [10 empty] | 0 | 4.9706 | 5.09
2030 | NW_Wind_for_CAISO | NW | CAISO | Wind | 1417.29 |  |  | 1417.29 | [10 empty] | 0 | 4.9706 | 1417.29
2030 | SW_Wind_for_CAISO | SW | CAISO | Wind | 50.4 |  |  | 50.4 | [10 empty] | 0 | 4.9706 | 50.4
2030 | Carrizo_Solar | CAISO | CAISO | Solar | 0 | 0 | 0 | 0 | Carrizo | 0 | 0 |  |  |  | 0 |  |  | 0 | 0 | 4.9706 | 0 |  | 0 |  | 0
2030 | Carrizo_Wind | CAISO | CAISO | Wind | 0 | 287 | 287 | 287 | Carrizo | 287 | 0 |  |  |  | 0 |  |  | 35781461.03 | 11328606.18 | 4.9706 | 0 |  | 287 |  | 0
2030 | Central_Valley_North_Los_Banos_Solar | CAISO | CAISO | Solar | 0 | 0 | 0 | 0 | Central_Valley_North_Los_Banos | 0 | 0 |  |  |  | 0 |  |  | 0 | 0 | 4.9706 | 0 |  | 0 |  | 0
2030 | Central_Valley_North_Los_Banos_Wind | CAISO | CAISO | Wind | 0 | 0 | 0 | 0 | Central_Valley_North_Los_Banos | 0 | 0 |  |  |  | 0 |  |  | 0 | 0 | 4.9706 | 0 |  | 0 |  | 0
2030 | Distributed_Solar | CAISO | CAISO | Solar | 0 | 0 | 0 | 0 | None | 0 | 0 |  |  |  | 0 |  |  | 0 | 0 | 4.9706 | 0 |  | 0 |  | 0
2030 | Distributed_Wind | CAISO | CAISO | Wind | 0 | 0 | 253.16 | 253.16 | None | 253.16 | 0 |  |  |  | 0 |  |  | 26204881.19 | 10595518.93 | 4.9706 | 0 |  | 253.16 |  | 0
2030 | Greater_Imperial_Solar | CAISO | CAISO | Solar | 0 | 550.49 | 1562.3 | 1562.3 | Greater_Imperial | 919.08 | 643.22 |  |  |  | 0 |  |  | 102515717.97 | 15609326.59 | 4.9706 | 0 |  | 1562.3 |  | 0
2030 | Greater_Imperial_Wind | CAISO | CAISO | Wind | 0 | 0 | 0 | 0 | Greater_Imperial | 0 | 0 |  |  |  | 0 |  |  | 0 | 0 | 4.9706 | 0 |  | 0 |  | 0
2030 | Greater_Kramer_Wind | CAISO | CAISO | Wind | 0 | 0 | 0 | 0 | Greater_Kramer | 0 | 0 |  |  |  | 0 |  |  | 0 | 0 | 4.9706 | 0 |  | 0 |  | 0
2030 | Humboldt_Wind | CAISO | CAISO | Wind | 0 | 34 | 34 | 34 | Humboldt | 0 | 34 |  |  |  | 0 |  |  | 3973618.8 | 1342064.84 | 4.9706 | 0 |  | 34 |  | 0
2030 | Inyokern_North_Kramer_Solar | CAISO | CAISO | Solar | 0 | 0 | 297 | 297 | Inyokern_North_Kramer | 297 | 0 |  |  |  | 0 |  |  | 18303626.6 | 3061763.94 | 4.9706 | 0 |  | 297 |  | 0
2030 | Kern_Greater_Carrizo_Solar | CAISO | CAISO | Solar | 0 | 350 | 887 | 887 | Kern_Greater_Carrizo | 537 | 350 |  |  |  | 0 |  |  | 58627580.98 | 8828433.43 | 4.9706 | 0 |  | 887 |  | 0
2030 | Kern_Greater_Carrizo_Wind | CAISO | CAISO | Wind | 0 | 0 | 60 | 60 | Kern_Greater_Carrizo | 60 | 0 |  |  |  | -27498.45 |  |  | 6212716.84 | 2511183.19 | 4.9706 | 0 |  | 60 |  | 0
2030 | Kramer_Inyokern_Ex_Solar | CAISO | CAISO | Solar | 0 | 0 | 860.4 | 860.4 | Kramer_Inyokern_Ex | 860.4 | 0 |  |  |  | 0 |  |  | 53025051.6 | 8869837.36 | 4.9706 | 0 |  | 860.4 |  | 0
2030 | Kramer_Inyokern_Ex_Wind | CAISO | CAISO | Wind | 0 | 0 | 0 | 0 | Kramer_Inyokern_Ex | 0 | 0 |  |  |  | 0 |  |  | 0 | 0 | 4.9706 | 0 |  | 0 |  | 0
2030 | North_Victor_Solar | CAISO | CAISO | Solar | 0 | 0 | 300 | 300 | North_Victor | 300 | 0 |  |  |  | 0 |  |  | 18488511.72 | 3092690.85 | 4.9706 | 0 |  | 300 |  | 0
2030 | Northern_California_Ex_Solar | CAISO | CAISO | Solar | 0 | 0 | 0 | 0 | Northern_California_Ex | 0 | 0 |  |  |  | 0 |  |  | 0 | 0 | 4.9706 | 0 |  | 0 |  | 0
2030 | Northern_California_Ex_Wind | CAISO | CAISO | Wind | 0 | 0 | 865.9 | 865.9 | Northern_California_Ex | 865.9 | 0 |  |  |  | 0 |  |  | 87896033.65 | 36240558.71 | 4.9706 | 0 |  | 865.9 |  | 0
2030 | NW_Ext_Tx_Wind | CAISO | CAISO | Wind | 0 | 959.76 | 1500 | 1500 | Sacramento_River | 1396.02 | 103.98 |  |  |  | -45708.15 |  |  | 233938305.92 | 60568721.49 | 4.9706 | 0 |  | 1500 |  | 0
2030 | Riverside_Palm_Springs_Solar | CAISO | CAISO | Solar | 0 | 1567.31 | 2615 | 2615 | Riverside_Palm_Springs | 565 | 2050 |  |  |  | 0 |  |  | 178905556.06 | 25544590.67 | 4.9706 | 0 |  | 2615 |  | 0
2030 | Sacramento_River_Solar | CAISO | CAISO | Solar | 0 | 1696.02 | 1696.02 | 1696.02 | Sacramento_River | 0 | 1696.02 |  |  |  | 0 |  |  | 123727784.54 | 15954783.85 | 4.9706 | 0 |  | 1696.02 |  | 0
2030 | Sacramento_River_Wind | CAISO | CAISO | Wind | 0 |  |  | 0 | [10 empty] | 0 | 4.9706 | 0
2030 | SCADSNV_Solar | CAISO | CAISO | Solar | 0 | 0 | 0 | 0 | SCADSNV | 0 | 0 |  |  |  | 0 |  |  | 0 | 0 | 4.9706 | 0 |  | 0 |  | 0
2030 | SCADSNV_Wind | CAISO | CAISO | Wind | 0 | 0 | 0 | 0 | SCADSNV | 0 | 0 |  |  |  | 0 |  |  | 0 | 0 | 4.9706 | 0 |  | 0 |  | 0
2030 | Solano_Solar | CAISO | CAISO | Solar | 0 | 622 | 622 | 622 | Solano | 0 | 622 |  |  |  | 0 |  |  | 45376046.27 | 5851272.72 | 4.9706 | 0 |  | 622 |  | 0
2030 | Solano_subzone_Solar | CAISO | CAISO | Solar | 0 | 0 | 0 | 0 | Solano_subzone | 0 | 0 |  |  |  | 0 |  |  | 0 | 0 | 4.9706 | 0 |  | 0 |  | 0
2030 | Solano_subzone_Wind | CAISO | CAISO | Wind | 0 | 0 | 0 | 0 | Solano_subzone | 0 | 0 |  |  |  | 0 |  |  | 0 | 0 | 4.9706 | 0 |  | 0 |  | 0
2030 | Solano_Wind | CAISO | CAISO | Wind | 0 | 0 | 542 | 542 | Solano | 542 | 0 |  |  |  | -2829.97 |  |  | 54954546.17 | 22684354.8 | 4.9706 | 0 |  | 542 |  | 0
2030 | Southern_California_Desert_Ex_Solar | CAISO | CAISO | Solar | 0 | 0 | 862 | 862 | Southern_California_Desert_Ex | 862 | 0 |  |  |  | 0 |  |  | 53123657 | 8886331.72 | 4.9706 | 0 |  | 862 |  | 0
2030 | Southern_California_Desert_Ex_Wind | CAISO | CAISO | Wind | 0 | 0 | 0 | 0 | Southern_California_Desert_Ex | 0 | 0 |  |  |  | 0 |  |  | 0 | 0 | 4.9706 | 0 |  | 0 |  | 0
2030 | Southern_Nevada_Solar | CAISO | CAISO | Solar | 0 | 0 | 153.97 | 153.97 | GLW_VEA | 153.97 | 0 |  |  |  | 0 |  |  | 9219225.46 | 1542158.43 | 4.9706 | 0 |  | 153.97 |  | 0
2030 | Southern_Nevada_Wind | CAISO | CAISO | Wind | 0 | 0 | 442.03 | 442.03 | GLW_VEA | 442.03 | 0 |  |  |  | 0 |  |  | 45026961.74 | 18139039.1 | 4.9706 | 0 |  | 442.03 |  | 0
2030 | SW_Ext_Tx_Wind | CAISO | CAISO | Wind | 0 | 500 | 500 | 500 | Riverside_Palm_Springs | 0 | 500 |  |  |  | -70426.16 |  |  | 97823711.06 | 19157819.28 | 4.9706 | 0 |  | 500 |  | 0
2030 | Tehachapi_Ex_Solar | CAISO | CAISO | Solar | 0 | 0 | 1488 | 1488 | Tehachapi_Ex | 1488 | 0 |  |  |  | -38990.29 |  |  | 91703018.11 | 15339746.63 | 4.9706 | 0 |  | 1488 |  | 0
2030 | Tehachapi_Solar | CAISO | CAISO | Solar | 0 | 0 | 3735.56 | 3735.56 | Tehachapi | 3652.62 | 82.93 |  |  |  | 0 |  |  | 230216294.2 | 38509742.59 | 4.9706 | 0 |  | 3735.56 |  | 0
2030 | Tehachapi_Wind | CAISO | CAISO | Wind | 0 | 0 | 24.38 | 24.38 | Tehachapi | 24.38 | 0 |  |  |  | 0 |  |  | 2323003.62 | 1034469.32 | 4.9706 | 0 |  | 24.38 |  | 0
2030 | Westlands_Ex_Solar | CAISO | CAISO | Solar | 0 | 0 | 1778.57 | 1778.57 | Westlands_Ex | 1778.57 | 0 |  |  |  | 0 |  |  | 109610559.16 | 18335254.82 | 4.9706 | 0 |  | 1778.57 |  | 0
2030 | Westlands_Ex_Wind | CAISO | CAISO | Wind | 0 |  |  | 0 | [10 empty] | 0 | 4.9706 | 0
2030 | Westlands_Solar | CAISO | CAISO | Solar | 0 | 350 | 350 | 350 | Westlands | 0 | 350 |  |  |  | 0 |  |  | 25533145 | 3292516.8 | 4.9706 | 0 |  | 350 |  | 0
2030 | Arizona_Solar | CAISO | CAISO | Solar | 0 |  |  | 0 | [10 empty] | 0 | 4.9706 | 0
2030 | Arizona_Wind | CAISO | CAISO | Wind | 0 |  |  | 0 | [10 empty] | 0 | 4.9706 | 0
2030 | Baja_California_Solar | CAISO | CAISO | Solar | 0 |  |  | 0 | [10 empty] | 0 | 4.9706 | 0
2030 | Baja_California_Wind | CAISO | CAISO | Wind | 0 |  |  | 0 | [10 empty] | 0 | 4.9706 | 0
2030 | Idaho_Wind | CAISO | CAISO | Wind | 0 |  |  | 0 | [10 empty] | 0 | 4.9706 | 0
2030 | New_Mexico_Solar | CAISO | CAISO | Solar | 0 |  |  | 0 | [10 empty] | 0 | 4.9706 | 0
2030 | New_Mexico_Wind | CAISO | CAISO | Wind | 0 |  |  | 0 | [10 empty] | 0 | 4.9706 | 0
2030 | Utah_Solar | CAISO | CAISO | Solar | 0 |  |  | 0 | [10 empty] | 0 | 4.9706 | 0
2030 | Utah_Wind | CAISO | CAISO | Wind | 0 |  |  | 0 | [10 empty] | 0 | 4.9706 | 0
2030 | Wyoming_Wind | CAISO | CAISO | Wind | 0 |  |  | 0 | [10 empty] | 0 | 4.9706 | 0
2030 | Pacific_Northwest_Wind | CAISO | CAISO | Wind | 0 |  |  | 0 | [10 empty] | 0 | 4.9706 | 0
2030 | Cape_Mendocino_Offshore_Wind | CAISO | CAISO | Offshore_Wind | 0 |  |  | 0 | [10 empty] | 0 | 4.9706 | 0
2030 | Del_Norte_Offshore_Wind | CAISO | CAISO | Offshore_Wind | 0 |  |  | 0 | [10 empty] | 0 | 4.9706 | 0
2030 | Diablo_Canyon_Offshore_Wind | CAISO | CAISO | Offshore_Wind | 0 |  |  | 0 | [10 empty] | 0 | 4.9706 | 0
2030 | Humboldt_Bay_Offshore_Wind | CAISO | CAISO | Offshore_Wind | 0 |  |  | 0 | [10 empty] | 0 | 4.9706 | 0
2030 | Morro_Bay_Offshore_Wind | CAISO | CAISO | Offshore_Wind | 0 |  |  | 0 | [10 empty] | 0 | 4.9706 | 0
2030 | CAISO_Existing_Pumped_Storage | CAISO | CAISO | Pumped_Hydro | 1599.2 |  |  | 1599.2 | [10 empty] | 0 | 4.9706 | 1599.2
2030 | CAISO_New_Pumped_Storage | CAISO | CAISO | Pumped_Hydro | 0 | 0 | 0 | 0 | [6 empty] | 0 |  |  | 0 | 0 | 4.9706 | 0 |  | 0 |  | 0
2030 | CAISO_New_Flow_Battery | CAISO | CAISO | Flow_Battery | 0 | 0 | 0 | 0 | [6 empty] | 0 |  |  | 0 | 0 | 4.9706 | 0 |  | 0 |  | 0
2030 | CAISO_New_Flow_Battery_2 | CAISO | CAISO | Flow_Battery | 0 | 0 | 0 | 0 | [6 empty] | 0 |  |  | 0 | 0 | 4.9706 | 0 |  | 0 |  | 0
2030 | CAISO_New_Flow_Battery_3 | CAISO | CAISO | Flow_Battery | 0 | 0 | 0 | 0 | [6 empty] | 0 |  |  | 0 | 0 | 4.9706 | 0 |  | 0 |  | 0
2030 | CAISO_New_Flow_Battery_4 | CAISO | CAISO | Flow_Battery | 0 | 0 | 0 | 0 | [6 empty] | 0 |  |  | 0 | 0 | 4.9706 | 0 |  | 0 |  | 0
2030 | CAISO_New_Flow_Battery_5 | CAISO | CAISO | Flow_Battery | 0 | 0 | 0 | 0 | [9 empty] | 0 | 0 | 4.9706 | 0 |  | 0 |  | 0
2030 | CAISO_New_Li_Battery | CAISO | CAISO | Li_Battery | 0 | 1529.59 | 8387.49 | 8387.49 | [6 empty] | 0 |  |  | 888832133.49 | 100408305.52 | 4.9706 | 0 |  | 8387.49 |  | 1479.31
2030 | CAISO_BTM_Li_Battery | CAISO | CAISO | BTM_Li_Battery | 1647.06 | 0 | 0 | 1647.06 | [6 empty] | 0 |  |  | 0 | 15706568.92 | 4.9706 | 1647.06 |  | 0 |  | 0
2030 | CAISO_New_Li_Battery_2 | CAISO | CAISO | Li_Battery | 0 | 3654.19 | 3654.19 | 3654.19 | [6 empty] | 0 |  |  | 319211678.92 | 38548836.23 | 4.9706 | 0 |  | 3654.19 |  | 0
2030 | CAISO_New_Li_Battery_3 | CAISO | CAISO | Li_Battery | 0 | 1107.83 | 1107.83 | 1107.83 | [6 empty] | 0 |  |  | 92153896.61 | 11078843.62 | 4.9706 | 0 |  | 1107.83 |  | 0
2030 | CAISO_New_Li_Battery_4 | CAISO | CAISO | Li_Battery | 0 | 218.06 | 218.06 | 218.06 | [6 empty] | 0 |  |  | 22250987.89 | 2721675.75 | 4.9706 | 0 |  | 218.06 |  | 0
2030 | CAISO_New_Li_Battery_5 | CAISO | CAISO | Li_Battery | 0 | 0 | 0 | 0 | [9 empty] | 0 | 0 | 4.9706 | 0 |  | 0 |  | 0
2030 | CAISO_New_Li_Battery_6 | CAISO | CAISO | Li_Battery | 0 | 713 | 713 | 713 | [9 empty] | 69380247.75 | 8455183.42 | 4.9706 | 0 |  | 713 |  | 0
2030 | CAISO_Hydro | CAISO | CAISO | Hydro | 7069.51 |  |  | 7069.51 | [10 empty] | 0 | 4.9706 | 7069.51
2030 | NW_Hydro | NW | NW | Hydro | 31295.12 |  |  | 31295.12 | [10 empty] | 0 | 4.9706 | 31295.12
2030 | SW_Hydro | SW | SW | Hydro | 2532.43 |  |  | 2532.43 | [10 empty] | 0 | 4.9706 | 2532.43
2030 | LDWP_Hydro | LDWP | LDWP | Hydro | 233.7 |  |  | 233.7 | [10 empty] | 0 | 4.9706 | 233.7
2030 | BANC_Hydro | BANC | BANC | Hydro | 2724.06 |  |  | 2724.06 | [10 empty] | 0 | 4.9706 | 2724.06
2030 | IID_Hydro | IID | IID | Hydro | 83.5 |  |  | 83.5 | [10 empty] | 0 | 4.9706 | 83.5
2030 | NW_Hydro_for_CAISO | CAISO_NW_Hydro | CAISO_NW_Hydro | Hydro_NW_CAISO | 2851.77 |  |  | 2851.77 | [10 empty] | 0 | 4.9706 | 2851.77
2030 | Hydrogen_electrolysis | CAISO | CAISO | Hydrogen_Electrolysis | [9 empty] | 0 |  |  |  |  | 0 | 4.9706 | 0
2030 | CAISO_Shed_DR_Existing | CAISO | CAISO | CAISO_Conventional_DR | 2195.45 |  |  | 2195.45 | [7 empty] | 1 | 2195.45 |  | 0 | 4.9706 | 2195.45
2030 | CAISO_Shed_DR_Tranche1 | CAISO | CAISO | CAISO_Conventional_DR | 0 | 0 | 0 | 0 | [6 empty] | 0 | 1 | 0 | 0 | 0 | 4.9706 | 0 |  | 0 |  | 0
2030 | CAISO_Shed_DR_Tranche2 | CAISO | CAISO | CAISO_Conventional_DR | 0 | 0 | 0 | 0 | [6 empty] | 0 | 1 | 0 | 0 | 0 | 4.9706 | 0 |  | 0 |  | 0
2030 | CAISO_Shed_DR_Tranche3 | CAISO | CAISO | CAISO_Conventional_DR | 0 | 0 | 0 | 0 | [6 empty] | 0 | 1 | 0 | 0 | 0 | 4.9706 | 0 |  | 0 |  | 0
2030 | CAISO_Shed_DR_Tranche4 | CAISO | CAISO | CAISO_Conventional_DR | 0 | 0 | 0 | 0 | [6 empty] | 0 | 1 | 0 | 0 | 0 | 4.9706 | 0 |  | 0 |  | 0
2030 | CAISO_Shed_DR_Tranche5 | CAISO | CAISO | CAISO_Conventional_DR | 0 | 0 | 0 | 0 | [6 empty] | 0 | 1 | 0 | 0 | 0 | 4.9706 | 0 |  | 0 |  | 0
2030 | CAISO_Shed_DR_Tranche6 | CAISO | CAISO | CAISO_Conventional_DR | 0 | 0 | 0 | 0 | [6 empty] | 0 | 1 | 0 | 0 | 0 | 4.9706 | 0 |  | 0 |  | 0
2030 | CAISO_Shed_DR_Tranche7 | CAISO | CAISO | CAISO_Conventional_DR | 0 | 0 | 0 | 0 | [6 empty] | 0 | 1 | 0 | 0 | 0 | 4.9706 | 0 |  | 0 |  | 0
2030 | CAISO_Shed_DR_Tranche8 | CAISO | CAISO | CAISO_Conventional_DR | 0 | 0 | 0 | 0 | [6 empty] | 0 | 1 | 0 | 0 | 0 | 4.9706 | 0 |  | 0 |  | 0
2045 | CAISO_CHP | CAISO | CAISO | CAISO_CHP | 0 |  |  | 0 | [10 empty] | 0 | 6.6952 | 0
2045 | CAISO_Nuclear | CAISO | CAISO | CAISO_Nuclear | 635 |  |  | 635 | [10 empty] | 0 | 6.6952 | 635
2045 | CAISO_CCGT1 | CAISO | CAISO | CAISO_CCGT1 | 13333.47 |  |  | 13232.81 | [7 empty] | 532.4 | 24.86 |  | 147081576.2 | 6.6952 | 13232.81 | 100.66
2045 | CAISO_CCGT2 | CAISO | CAISO | CAISO_CCGT2 | 2927.93 |  |  | 1885 | [7 empty] | 187.53 | 10.05 |  | 20951615.85 | 6.6952 | 1885 | 1042.93
2045 | CAISO_Coal | CAISO | CAISO | CAISO_Coal | 0 |  |  | 0 | [7 empty] | 849.97 | 0 |  | 0 | 6.6952 | 0
2045 | CAISO_Peaker1 | CAISO | CAISO | CAISO_Peaker1 | 4913.93 |  |  | 3163 | [7 empty] | 67.59 | 46.8 |  | 43316174.32 | 6.6952 | 3163 | 1750.93
2045 | CAISO_Peaker2 | CAISO | CAISO | CAISO_Peaker2 | 3682.71 |  |  | 1309 | [7 empty] | 53 | 24.7 |  | 17926295.35 | 6.6952 | 1309 | 2373.71
2045 | CAISO_Advanced_CCGT | CAISO | CAISO | CAISO_Advanced_CCGT | 0 | 0 | 0 | 0 | [7 empty] | 600 | 0 | 0 | 0 | 6.6952 | 0 | 0 | 0 | 0 | 0
2045 | CAISO_Aero_CT | CAISO | CAISO | CAISO_Aero_CT | 0 | 0 | 0 | 0 | [7 empty] | 100 | 0 | 0 | 0 | 6.6952 | 0 | 0 | 0 | 0 | 0
2045 | CAISO_Reciprocating_Engine | CAISO | CAISO | CAISO_Reciprocating_Engine | 255.3 | 0 | 0 | 184 | [7 empty] | 10.36 | 17.77 | 0 | 2519815.39 | 6.6952 | 184 | 71.3 | 0 | 0 | 0
2045 | CAISO_ST | CAISO | CAISO | CAISO_ST | 0 |  |  | 0 | [7 empty] | 341.83 | 0 |  | 0 | 6.6952 | 0
2045 | NW_Nuclear | NW | NW | NW_Nuclear | 1756.56 |  |  | 1756.56 | [10 empty] | 0 | 6.6952 | 1756.56
2045 | NW_Coal | NW | NW | NW_Coal | 7363.8 |  |  | 7363.8 | [7 empty] | 367.75 | 20.02 |  | 0 | 6.6952 | 7363.8
2045 | NW_CCGT | NW | NW | NW_CCGT | 9573.43 |  |  | 9573.43 | [7 empty] | 341.91 | 28 |  | 0 | 6.6952 | 9573.43
2045 | NW_Peaker | NW | NW | NW_Peaker | 2587.53 |  |  | 2587.53 | [7 empty] | 29.06 | 89.04 |  | 0 | 6.6952 | 2587.53
2045 | SW_Nuclear | SW | SW | SW_Nuclear | 2998 |  |  | 2998 | [10 empty] | 0 | 6.6952 | 2998
2045 | SW_Coal | SW | SW | SW_Coal | 6140.6 |  |  | 6140.6 | [7 empty] | 409.46 | 15 |  | 0 | 6.6952 | 6140.6
2045 | SW_CCGT | SW | SW | SW_CCGT | 16156.7 |  |  | 16156.7 | [7 empty] | 344.28 | 46.93 |  | 0 | 6.6952 | 16156.7
2045 | SW_Peaker | SW | SW | SW_Peaker | 5481.92 |  |  | 5481.92 | [7 empty] | 47.78 | 114.73 |  | 0 | 6.6952 | 5481.92
2045 | SW_ST | SW | SW | SW_ST | 824.5 |  |  | 824.5 | [7 empty] | 92.71 | 8.89 |  | 0 | 6.6952 | 824.5
2045 | LDWP_Nuclear | LDWP | LDWP | LDWP_Nuclear | 407 |  |  | 407 | [10 empty] | 0 | 6.6952 | 407
2045 | LDWP_Coal | LDWP | LDWP | LDWP_Coal | 0 |  |  | 0 | [7 empty] | 849.97 | 0 |  | 0 | 6.6952 | 0
2045 | LDWP_CCGT | LDWP | LDWP | LDWP_CCGT | 2754.7 |  |  | 2754.7 | [7 empty] | 385.96 | 7.14 |  | 0 | 6.6952 | 2754.7
2045 | LDWP_Peaker | LDWP | LDWP | LDWP_Peaker | 1647 |  |  | 1647 | [7 empty] | 82.35 | 20 |  | 0 | 6.6952 | 1647
2045 | LDWP_ST | LDWP | LDWP | LDWP_ST | 197 |  |  | 197 | [7 empty] | 110.22 | 1.79 |  | 0 | 6.6952 | 197
2045 | IID_CCGT | IID | IID | IID_CCGT | 255.3 |  |  | 255.3 | [7 empty] | 127.65 | 2 |  | 0 | 6.6952 | 255.3
2045 | IID_Peaker | IID | IID | IID_Peaker | 327 |  |  | 327 | [7 empty] | 36.09 | 9.06 |  | 0 | 6.6952 | 327
2045 | BANC_CCGT | BANC | BANC | BANC_CCGT | 1797.5 |  |  | 1797.5 | [7 empty] | 207.01 | 8.68 |  | 0 | 6.6952 | 1797.5
2045 | BANC_Peaker | BANC | BANC | BANC_Peaker | 866.99 |  |  | 866.99 | [7 empty] | 34.68 | 25 |  | 0 | 6.6952 | 866.99
2045 | BANC_Biomass_for_Other | BANC | BANC | Biomass | 0 |  |  | 0 | [10 empty] | 0 | 6.6952 | 0
2045 | BANC_Geothermal_for_Other | BANC | BANC | Geothermal | 0 |  |  | 0 | [10 empty] | 0 | 6.6952 | 0
2045 | CAISO_Biomass_for_Other | CAISO | CAISO | Biomass | 11.7 |  |  | 11.7 | [10 empty] | 0 | 6.6952 | 11.7
2045 | CAISO_Geothermal_for_Other | CAISO | CAISO | Geothermal | 38.67 |  |  | 38.67 | [10 empty] | 0 | 6.6952 | 38.67
2045 | IID_Biomass_for_Other | IID | IID | Biomass | 0 |  |  | 0 | [10 empty] | 0 | 6.6952 | 0
2045 | IID_Geothermal_for_Other | IID | IID | Geothermal | 4 |  |  | 4 | [10 empty] | 0 | 6.6952 | 4
2045 | LDWP_Biomass_for_Other | LDWP | LDWP | Biomass | 0 |  |  | 0 | [10 empty] | 0 | 6.6952 | 0
2045 | LDWP_Geothermal_for_Other | LDWP | LDWP | Geothermal | 262.56 |  |  | 262.56 | [10 empty] | 0 | 6.6952 | 262.56
2045 | NW_Biomass_for_Other | NW | NW | Biomass | 554.77 |  |  | 554.77 | [10 empty] | 0 | 6.6952 | 554.77
2045 | NW_Geothermal_for_Other | NW | NW | Geothermal | 103.85 |  |  | 103.85 | [10 empty] | 0 | 6.6952 | 103.85
2045 | SW_Biomass_for_Other | SW | SW | Biomass | 36.03 |  |  | 36.03 | [10 empty] | 0 | 6.6952 | 36.03
2045 | SW_Geothermal_for_Other | SW | SW | Geothermal | 397.54 |  |  | 397.54 | [10 empty] | 0 | 6.6952 | 397.54
2045 | CAISO_Biomass_for_CAISO | CAISO | CAISO | Biomass | 889.05 |  |  | 889.05 | [10 empty] | 0 | 6.6952 | 889.05
2045 | CAISO_Geothermal_for_CAISO | CAISO | CAISO | Geothermal | 1812.64 |  |  | 1812.64 | [10 empty] | 0 | 6.6952 | 1812.64
2045 | IID_Geothermal_for_CAISO | IID | CAISO | Geothermal | 83 |  |  | 83 | [10 empty] | 0 | 6.6952 | 83
2045 | NW_Biomass_for_CAISO | NW | CAISO | Biomass | 46 |  |  | 46 | [10 empty] | 0 | 6.6952 | 46
2045 | NW_Geothermal_for_CAISO | NW | CAISO | Geothermal | 0 |  |  | 0 | [10 empty] | 0 | 6.6952 | 0
2045 | InState_Biomass | CAISO | CAISO | Biomass | 0 | 0 | 0 | 0 | None | 0 | 0 |  |  |  | 0 |  |  | 0 | 0 | 6.6952 | 0 |  | 0 |  | 0
2045 | CAISO_Small_Hydro_for_CAISO | CAISO | CAISO | Small_Hydro | 960.23 |  |  | 960.23 | [10 empty] | 0 | 6.6952 | 960.23
2045 | BANC_Small_Hydro_for_CAISO | BANC | CAISO | Small_Hydro | 0 |  |  | 0 | [10 empty] | 0 | 6.6952 | 0
2045 | NW_Small_Hydro_for_CAISO | NW | CAISO | Small_Hydro | 6.9 |  |  | 6.9 | [10 empty] | 0 | 6.6952 | 6.9
2045 | CAISO_Small_Hydro_for_Other | CAISO | CAISO | Small_Hydro | 13.8 |  |  | 13.8 | [10 empty] | 0 | 6.6952 | 13.8
2045 | BANC_Small_Hydro_for_Other | BANC | BANC | Small_Hydro | 0 |  |  | 0 | [10 empty] | 0 | 6.6952 | 0
2045 | IID_Small_Hydro_for_Other | IID | IID | Small_Hydro | 0 |  |  | 0 | [10 empty] | 0 | 6.6952 | 0
2045 | LDWP_Small_Hydro_for_Other | LDWP | LDWP | Small_Hydro | 0 |  |  | 0 | [10 empty] | 0 | 6.6952 | 0
2045 | NW_Small_Hydro_for_Other | NW | NW | Small_Hydro | 0 |  |  | 0 | [10 empty] | 0 | 6.6952 | 0
2045 | SW_Small_Hydro_for_Other | SW | SW | Small_Hydro | 0 |  |  | 0 | [10 empty] | 0 | 6.6952 | 0
2045 | Greater_Imperial_Geothermal | CAISO | CAISO | Geothermal | 0 | 1256.78 | 1256.78 | 1256.78 | Greater_Imperial | 0 | 1256.78 |  |  |  | -11653.57 |  |  | 715817415.58 | 186935840.67 | 6.6952 | 0 |  | 1256.78 |  | 0
2045 | Inyokern_North_Kramer_Geothermal | CAISO | CAISO | Geothermal | 0 | 0 | 0 | 0 | Inyokern_North_Kramer | 0 | 0 |  |  |  | 0 |  |  | 0 | 0 | 6.6952 | 0 |  | 0 |  | 0
2045 | Northern_California_Ex_Geothermal | CAISO | CAISO | Geothermal | 0 | 469 | 469 | 469 | Northern_California_Ex | 469 | 0 |  |  |  | -17811.77 |  |  | 267126696.86 | 69760182.63 | 6.6952 | 0 |  | 469 |  | 0
2045 | Pacific_Northwest_Geothermal | CAISO | CAISO | Geothermal | 0 |  |  | 0 | [10 empty] | 0 | 6.6952 | 0
2045 | Riverside_Palm_Springs_Geothermal | CAISO | CAISO | Geothermal | 0 | 0 | 0 | 0 | Riverside_Palm_Springs | 0 | 0 |  |  |  | 0 |  |  | 0 | 0 | 6.6952 | 0 |  | 0 |  | 0
2045 | Solano_Geothermal | CAISO | CAISO | Geothermal | 0 | 7.84 | 135 | 135 | Solano | 57 | 78 |  |  |  | -83253.05 |  |  | 66983897.35 | 20080223.15 | 6.6952 | 0 |  | 135 |  | 0
2045 | Southern_Nevada_Geothermal | CAISO | CAISO | Geothermal | 0 | 320 | 320 | 320 | Mountain_Pass_El_Dorado | 250 | 70 |  |  |  | -89173.98 |  |  | 176811543.31 | 46174364.82 | 6.6952 | 0 |  | 320 |  | 0
2045 | Customer_PV | CAISO | CAISO | Customer_PV | 34857.67 |  |  | 34857.67 | [10 empty] | 0 | 6.6952 | 34857.67
2045 | BANC_Solar_for_Other | BANC | BANC | Solar | 3630.93 |  |  | 3630.93 | [10 empty] | 0 | 6.6952 | 3630.93
2045 | CAISO_Solar_for_Other | CAISO | CAISO | Solar | 12 |  |  | 12 | [10 empty] | 0 | 6.6952 | 12
2045 | IID_Solar_for_Other | IID | IID | Solar | 0 |  |  | 0 | [10 empty] | 0 | 6.6952 | 0
2045 | LDWP_Solar_for_Other | LDWP | LDWP | Solar | 1398.58 |  |  | 1398.58 | [10 empty] | 0 | 6.6952 | 1398.58
2045 | NW_Solar_for_Other | NW | NW | Solar | 562.26 |  |  | 562.26 | [10 empty] | 0 | 6.6952 | 562.26
2045 | SW_Solar_for_Other | SW | SW | Solar | 4323.15 |  |  | 4323.15 | [10 empty] | 0 | 6.6952 | 4323.15
2045 | CAISO_Solar_for_CAISO | CAISO | CAISO | Solar | 14751 |  |  | 14751 | [10 empty] | 0 | 6.6952 | 14751
2045 | IID_Solar_for_CAISO | IID | CAISO | Solar | 49.9 |  |  | 49.9 | [10 empty] | 0 | 6.6952 | 49.9
2045 | SW_Solar_for_CAISO | SW | CAISO | Solar | 65 |  |  | 65 | [10 empty] | 0 | 6.6952 | 65
2045 | BANC_Wind_for_Other | BANC | BANC | Wind | 0 |  |  | 0 | [10 empty] | 0 | 6.6952 | 0
2045 | CAISO_Wind_for_Other | CAISO | CAISO | Wind | 279.98 |  |  | 279.98 | [10 empty] | 0 | 6.6952 | 279.98
2045 | IID_Wind_for_Other | IID | IID | Wind | 0 |  |  | 0 | [10 empty] | 0 | 6.6952 | 0
2045 | LDWP_Wind_for_Other | LDWP | LDWP | Wind | 421.92 |  |  | 421.92 | [10 empty] | 0 | 6.6952 | 421.92
2045 | NW_Wind_for_Other | NW | NW | Wind | 10781.1 |  |  | 10781.1 | [10 empty] | 0 | 6.6952 | 10781.1
2045 | SW_Wind_for_Other | SW | SW | Wind | 1671.87 |  |  | 1671.87 | [10 empty] | 0 | 6.6952 | 1671.87
2045 | CAISO_Wind_for_CAISO | CAISO | CAISO | Wind | 7176.33 |  |  | 7176.33 | [10 empty] | 0 | 6.6952 | 7176.33
2045 | LDWP_Wind_for_CAISO | LDWP | CAISO | Wind | 5.09 |  |  | 5.09 | [10 empty] | 0 | 6.6952 | 5.09
2045 | NW_Wind_for_CAISO | NW | CAISO | Wind | 1417.29 |  |  | 1417.29 | [10 empty] | 0 | 6.6952 | 1417.29
2045 | SW_Wind_for_CAISO | SW | CAISO | Wind | 50.4 |  |  | 50.4 | [10 empty] | 0 | 6.6952 | 50.4
2045 | Carrizo_Solar | CAISO | CAISO | Solar | 0 | 9907 | 9907 | 9907 | Carrizo | 9907 | 0 |  |  |  | -4982.93 |  |  | 670653208.56 | 81115942.12 | 6.6952 | 0 |  | 9907 |  | 0
2045 | Carrizo_Wind | CAISO | CAISO | Wind | 0 | 0 | 287 | 287 | Carrizo | 287 | 0 |  |  |  | -1094.29 |  |  | 35781461.03 | 11328606.18 | 6.6952 | 0 |  | 287 |  | 0
2045 | Central_Valley_North_Los_Banos_Solar | CAISO | CAISO | Solar | 0 | 0 | 0 | 0 | Central_Valley_North_Los_Banos | 0 | 0 |  |  |  | 0 |  |  | 0 | 0 | 6.6952 | 0 |  | 0 |  | 0
2045 | Central_Valley_North_Los_Banos_Wind | CAISO | CAISO | Wind | 0 | 0 | 0 | 0 | Central_Valley_North_Los_Banos | 0 | 0 |  |  |  | 0 |  |  | 0 | 0 | 6.6952 | 0 |  | 0 |  | 0
2045 | Distributed_Solar | CAISO | CAISO | Solar | 0 | 0 | 0 | 0 | None | 0 | 0 |  |  |  | 0 |  |  | 0 | 0 | 6.6952 | 0 |  | 0 |  | 0
2045 | Distributed_Wind | CAISO | CAISO | Wind | 0 | 0 | 253.16 | 253.16 | None | 253.16 | 0 |  |  |  | -49234.85 |  |  | 26204881.19 | 10595518.93 | 6.6952 | 0 |  | 253.16 |  | 0
2045 | Greater_Imperial_Solar | CAISO | CAISO | Solar | 0 | 0 | 1562.3 | 1562.3 | Greater_Imperial | 919.08 | 643.22 |  |  |  | 0 |  |  | 102515717.97 | 15609326.59 | 6.6952 | 0 |  | 1562.3 |  | 0
2045 | Greater_Imperial_Wind | CAISO | CAISO | Wind | 0 | 0 | 0 | 0 | Greater_Imperial | 0 | 0 |  |  |  | -242634.81 |  |  | 0 | 0 | 6.6952 | 0 |  | 0 |  | 0
2045 | Greater_Kramer_Wind | CAISO | CAISO | Wind | 0 | 0 | 0 | 0 | Greater_Kramer | 0 | 0 |  |  |  | -9804.5 |  |  | 0 | 0 | 6.6952 | 0 |  | 0 |  | 0
2045 | Humboldt_Wind | CAISO | CAISO | Wind | 0 | 0 | 34 | 34 | Humboldt | 0 | 34 |  |  |  | -166262.69 |  |  | 3973618.8 | 1342064.84 | 6.6952 | 0 |  | 34 |  | 0
2045 | Inyokern_North_Kramer_Solar | CAISO | CAISO | Solar | 0 | 0 | 297 | 297 | Inyokern_North_Kramer | 297 | 0 |  |  |  | 0 |  |  | 18303626.6 | 3061763.94 | 6.6952 | 0 |  | 297 |  | 0
2045 | Kern_Greater_Carrizo_Solar | CAISO | CAISO | Solar | 0 | 7442 | 8329 | 8329 | Kern_Greater_Carrizo | 7979 | 350 |  |  |  | -15011.87 |  |  | 562412902.27 | 69761595.96 | 6.6952 | 0 |  | 8329 |  | 0
2045 | Kern_Greater_Carrizo_Wind | CAISO | CAISO | Wind | 0 | 0 | 60 | 60 | Kern_Greater_Carrizo | 60 | 0 |  |  |  | 0 |  |  | 6212716.84 | 2511183.19 | 6.6952 | 0 |  | 60 |  | 0
2045 | Kramer_Inyokern_Ex_Solar | CAISO | CAISO | Solar | 0 | 3647.6 | 4508 | 4508 | Kramer_Inyokern_Ex | 4508 | 0 |  |  |  | -15974.82 |  |  | 299948907.82 | 38735438.5 | 6.6952 | 0 |  | 4508 |  | 0
2045 | Kramer_Inyokern_Ex_Wind | CAISO | CAISO | Wind | 0 | 0 | 0 | 0 | Kramer_Inyokern_Ex | 0 | 0 |  |  |  | -11673.93 |  |  | 0 | 0 | 6.6952 | 0 |  | 0 |  | 0
2045 | North_Victor_Solar | CAISO | CAISO | Solar | 0 | 0 | 300 | 300 | North_Victor | 300 | 0 |  |  |  | 0 |  |  | 18488511.72 | 3092690.85 | 6.6952 | 0 |  | 300 |  | 0
2045 | Northern_California_Ex_Solar | CAISO | CAISO | Solar | 0 | 0 | 0 | 0 | Northern_California_Ex | 0 | 0 |  |  |  | 0 |  |  | 0 | 0 | 6.6952 | 0 |  | 0 |  | 0
2045 | Northern_California_Ex_Wind | CAISO | CAISO | Wind | 0 | 0 | 865.9 | 865.9 | Northern_California_Ex | 865.9 | 0 |  |  |  | -121072.33 |  |  | 87896033.65 | 36240558.71 | 6.6952 | 0 |  | 865.9 |  | 0
2045 | NW_Ext_Tx_Wind | CAISO | CAISO | Wind | 0 | 0 | 1500 | 1500 | Sacramento_River | 1396.02 | 103.98 |  |  |  | -75477.84 |  |  | 233938305.92 | 60568721.49 | 6.6952 | 0 |  | 1500 |  | 0
2045 | Riverside_Palm_Springs_Solar | CAISO | CAISO | Solar | 0 | 0 | 2615 | 2615 | Riverside_Palm_Springs | 565 | 2050 |  |  |  | 0 |  |  | 178905556.06 | 25544590.67 | 6.6952 | 0 |  | 2615 |  | 0
2045 | Sacramento_River_Solar | CAISO | CAISO | Solar | 0 | 0 | 1696.02 | 1696.02 | Sacramento_River | 0 | 1696.02 |  |  |  | 0 |  |  | 123727784.54 | 15954783.85 | 6.6952 | 0 |  | 1696.02 |  | 0
2045 | Sacramento_River_Wind | CAISO | CAISO | Wind | 0 |  |  | 0 | [10 empty] | 0 | 6.6952 | 0
2045 | SCADSNV_Solar | CAISO | CAISO | Solar | 0 | 0 | 0 | 0 | SCADSNV | 0 | 0 |  |  |  | 0 |  |  | 0 | 0 | 6.6952 | 0 |  | 0 |  | 0
2045 | SCADSNV_Wind | CAISO | CAISO | Wind | 0 | 0 | 0 | 0 | SCADSNV | 0 | 0 |  |  |  | 0 |  |  | 0 | 0 | 6.6952 | 0 |  | 0 |  | 0
2045 | Solano_Solar | CAISO | CAISO | Solar | 0 | 0 | 622 | 622 | Solano | 0 | 622 |  |  |  | 0 |  |  | 45376046.27 | 5851272.72 | 6.6952 | 0 |  | 622 |  | 0
2045 | Solano_subzone_Solar | CAISO | CAISO | Solar | 0 | 0 | 0 | 0 | Solano_subzone | 0 | 0 |  |  |  | 0 |  |  | 0 | 0 | 6.6952 | 0 |  | 0 |  | 0
2045 | Solano_subzone_Wind | CAISO | CAISO | Wind | 0 | 0 | 0 | 0 | Solano_subzone | 0 | 0 |  |  |  | 0 |  |  | 0 | 0 | 6.6952 | 0 |  | 0 |  | 0
2045 | Solano_Wind | CAISO | CAISO | Wind | 0 | 0 | 542 | 542 | Solano | 542 | 0 |  |  |  | 0 |  |  | 54954546.17 | 22684354.8 | 6.6952 | 0 |  | 542 |  | 0
2045 | Southern_California_Desert_Ex_Solar | CAISO | CAISO | Solar | 0 | 0 | 862 | 862 | Southern_California_Desert_Ex | 862 | 0 |  |  |  | 0 |  |  | 53123657 | 8886331.72 | 6.6952 | 0 |  | 862 |  | 0
2045 | Southern_California_Desert_Ex_Wind | CAISO | CAISO | Wind | 0 | 0 | 0 | 0 | Southern_California_Desert_Ex | 0 | 0 |  |  |  | 0 |  |  | 0 | 0 | 6.6952 | 0 |  | 0 |  | 0
2045 | Southern_Nevada_Solar | CAISO | CAISO | Solar | 0 | 0 | 153.97 | 153.97 | GLW_VEA | 153.97 | 0 |  |  |  | 0 |  |  | 9219225.46 | 1542158.43 | 6.6952 | 0 |  | 153.97 |  | 0
2045 | Southern_Nevada_Wind | CAISO | CAISO | Wind | 0 | 0 | 442.03 | 442.03 | GLW_VEA | 442.03 | 0 |  |  |  | -14520.8 |  |  | 45026961.74 | 18139039.1 | 6.6952 | 0 |  | 442.03 |  | 0
2045 | SW_Ext_Tx_Wind | CAISO | CAISO | Wind | 0 | 0 | 500 | 500 | Riverside_Palm_Springs | 0 | 500 |  |  |  | -77860.76 |  |  | 97823711.06 | 19157819.28 | 6.6952 | 0 |  | 500 |  | 0
2045 | Tehachapi_Ex_Solar | CAISO | CAISO | Solar | 0 | 0 | 1488 | 1488 | Tehachapi_Ex | 1488 | 0 |  |  |  | -51318.23 |  |  | 91703018.11 | 15339746.63 | 6.6952 | 0 |  | 1488 |  | 0
2045 | Tehachapi_Solar | CAISO | CAISO | Solar | 0 | 0 | 3735.56 | 3735.56 | Tehachapi | 3652.62 | 82.93 |  |  |  | -75725.96 |  |  | 230216294.2 | 38509742.59 | 6.6952 | 0 |  | 3735.56 |  | 0
2045 | Tehachapi_Wind | CAISO | CAISO | Wind | 0 | 0 | 24.38 | 24.38 | Tehachapi | 24.38 | 0 |  |  |  | -213662.38 |  |  | 2323003.62 | 1034469.32 | 6.6952 | 0 |  | 24.38 |  | 0
2045 | Westlands_Ex_Solar | CAISO | CAISO | Solar | 0 | 2432.98 | 4211.55 | 4211.55 | Westlands_Ex | 4211.55 | 0 |  |  |  | 0 |  |  | 274310853.3 | 38255862.61 | 6.6952 | 0 |  | 4211.55 |  | 0
2045 | Westlands_Ex_Wind | CAISO | CAISO | Wind | 0 |  |  | 0 | [10 empty] | 0 | 6.6952 | 0
2045 | Westlands_Solar | CAISO | CAISO | Solar | 0 | 35488.86 | 35838.86 | 35838.86 | Westlands | 35488.86 | 350 |  |  |  | 0 |  |  | 2427947320.87 | 293866075.16 | 6.6952 | 0 |  | 35838.86 |  | 0
2045 | Arizona_Solar | CAISO | CAISO | Solar | 0 |  |  | 0 | [10 empty] | 0 | 6.6952 | 0
2045 | Arizona_Wind | CAISO | CAISO | Wind | 0 |  |  | 0 | [10 empty] | 0 | 6.6952 | 0
2045 | Baja_California_Solar | CAISO | CAISO | Solar | 0 |  |  | 0 | [10 empty] | 0 | 6.6952 | 0
2045 | Baja_California_Wind | CAISO | CAISO | Wind | 0 |  |  | 0 | [10 empty] | 0 | 6.6952 | 0
2045 | Idaho_Wind | CAISO | CAISO | Wind | 0 |  |  | 0 | [10 empty] | 0 | 6.6952 | 0
2045 | New_Mexico_Solar | CAISO | CAISO | Solar | 0 |  |  | 0 | [10 empty] | 0 | 6.6952 | 0
2045 | New_Mexico_Wind | CAISO | CAISO | Wind | 0 |  |  | 0 | [10 empty] | 0 | 6.6952 | 0
2045 | Utah_Solar | CAISO | CAISO | Solar | 0 |  |  | 0 | [10 empty] | 0 | 6.6952 | 0
2045 | Utah_Wind | CAISO | CAISO | Wind | 0 |  |  | 0 | [10 empty] | 0 | 6.6952 | 0
2045 | Wyoming_Wind | CAISO | CAISO | Wind | 0 |  |  | 0 | [10 empty] | 0 | 6.6952 | 0
2045 | Pacific_Northwest_Wind | CAISO | CAISO | Wind | 0 |  |  | 0 | [10 empty] | 0 | 6.6952 | 0
2045 | Cape_Mendocino_Offshore_Wind | CAISO | CAISO | Offshore_Wind | 0 |  |  | 0 | [10 empty] | 0 | 6.6952 | 0
2045 | Del_Norte_Offshore_Wind | CAISO | CAISO | Offshore_Wind | 0 |  |  | 0 | [10 empty] | 0 | 6.6952 | 0
2045 | Diablo_Canyon_Offshore_Wind | CAISO | CAISO | Offshore_Wind | 0 |  |  | 0 | [10 empty] | 0 | 6.6952 | 0
2045 | Humboldt_Bay_Offshore_Wind | CAISO | CAISO | Offshore_Wind | 0 |  |  | 0 | [10 empty] | 0 | 6.6952 | 0
2045 | Morro_Bay_Offshore_Wind | CAISO | CAISO | Offshore_Wind | 0 |  |  | 0 | [10 empty] | 0 | 6.6952 | 0
2045 | CAISO_Existing_Pumped_Storage | CAISO | CAISO | Pumped_Hydro | 1599.2 |  |  | 1599.2 | [10 empty] | 0 | 6.6952 | 1599.2
2045 | CAISO_New_Pumped_Storage | CAISO | CAISO | Pumped_Hydro | 0 | 0 | 0 | 0 | [6 empty] | 0 |  |  | 0 | 0 | 6.6952 | 0 |  | 0 |  | 0
2045 | CAISO_New_Flow_Battery | CAISO | CAISO | Flow_Battery | 0 | 0 | 0 | 0 | [6 empty] | 0 |  |  | 0 | 0 | 6.6952 | 0 |  | 0 |  | 0
2045 | CAISO_New_Flow_Battery_2 | CAISO | CAISO | Flow_Battery | 0 | 0 | 0 | 0 | [6 empty] | 0 |  |  | 0 | 0 | 6.6952 | 0 |  | 0 |  | 0
2045 | CAISO_New_Flow_Battery_3 | CAISO | CAISO | Flow_Battery | 0 | 0 | 0 | 0 | [6 empty] | 0 |  |  | 0 | 0 | 6.6952 | 0 |  | 0 |  | 0
2045 | CAISO_New_Flow_Battery_4 | CAISO | CAISO | Flow_Battery | 0 | 0 | 0 | 0 | [6 empty] | 0 |  |  | 0 | 0 | 6.6952 | 0 |  | 0 |  | 0
2045 | CAISO_New_Flow_Battery_5 | CAISO | CAISO | Flow_Battery | 0 | 0 | 0 | 0 | [9 empty] | 0 | 0 | 6.6952 | 0 |  | 0 |  | 0
2045 | CAISO_New_Li_Battery | CAISO | CAISO | Li_Battery | 0 | 1098.63 | 9486.12 | 9486.12 | [6 empty] | 0 |  |  | 1183788132.97 | 138886013.81 | 6.6952 | 0 |  | 9486.12 |  | 1479.31
2045 | CAISO_BTM_Li_Battery | CAISO | CAISO | BTM_Li_Battery | 1647.06 | 0 | 0 | 1647.06 | [6 empty] | 0 |  |  | 0 | 15706568.92 | 6.6952 | 1647.06 |  | 0 |  | 0
2045 | CAISO_New_Li_Battery_2 | CAISO | CAISO | Li_Battery | 0 | 1462.15 | 5116.35 | 5116.35 | [6 empty] | 0 |  |  | 589155412.56 | 73386929.61 | 6.6952 | 0 |  | 5116.35 |  | 0
2045 | CAISO_New_Li_Battery_3 | CAISO | CAISO | Li_Battery | 0 | 3943.82 | 5051.65 | 5051.65 | [6 empty] | 0 |  |  | 547402131.84 | 68612629.89 | 6.6952 | 0 |  | 5051.65 |  | 0
2045 | CAISO_New_Li_Battery_4 | CAISO | CAISO | Li_Battery | 0 | 4936.77 | 5154.82 | 5154.82 | [6 empty] | 0 |  |  | 584359020.14 | 73704848.13 | 6.6952 | 0 |  | 5154.82 |  | 0
2045 | CAISO_New_Li_Battery_5 | CAISO | CAISO | Li_Battery | 0 | 21136.61 | 21136.61 | 21136.61 | [9 empty] | 2310785206.9 | 291112175.81 | 6.6952 | 0 |  | 21136.61 |  | 0
2045 | CAISO_New_Li_Battery_6 | CAISO | CAISO | Li_Battery | 0 | 5692.93 | 6405.93 | 6405.93 | [9 empty] | 723383408.87 | 91084896.51 | 6.6952 | 0 |  | 6405.93 |  | 0
2045 | CAISO_Hydro | CAISO | CAISO | Hydro | 7069.51 |  |  | 7069.51 | [10 empty] | 0 | 6.6952 | 7069.51
2045 | NW_Hydro | NW | NW | Hydro | 31287.62 |  |  | 31287.62 | [10 empty] | 0 | 6.6952 | 31287.62
2045 | SW_Hydro | SW | SW | Hydro | 2532.43 |  |  | 2532.43 | [10 empty] | 0 | 6.6952 | 2532.43
2045 | LDWP_Hydro | LDWP | LDWP | Hydro | 233.7 |  |  | 233.7 | [10 empty] | 0 | 6.6952 | 233.7
2045 | BANC_Hydro | BANC | BANC | Hydro | 2724.06 |  |  | 2724.06 | [10 empty] | 0 | 6.6952 | 2724.06
2045 | IID_Hydro | IID | IID | Hydro | 83.5 |  |  | 83.5 | [10 empty] | 0 | 6.6952 | 83.5
2045 | NW_Hydro_for_CAISO | CAISO_NW_Hydro | CAISO_NW_Hydro | Hydro_NW_CAISO | 2851.77 |  |  | 2851.77 | [10 empty] | 0 | 6.6952 | 2851.77
2045 | Hydrogen_electrolysis | CAISO | CAISO | Hydrogen_Electrolysis | [9 empty] | 369.34 |  |  |  |  | 0 | 6.6952 | 369.34
2045 | CAISO_Shed_DR_Existing | CAISO | CAISO | CAISO_Conventional_DR | 2195.45 |  |  | 2195.45 | [7 empty] | 1 | 2195.45 |  | 0 | 6.6952 | 2195.45
2045 | CAISO_Shed_DR_Tranche1 | CAISO | CAISO | CAISO_Conventional_DR | 0 | 0 | 0 | 0 | [6 empty] | 0 | 1 | 0 | 0 | 0 | 6.6952 | 0 |  | 0 |  | 0
2045 | CAISO_Shed_DR_Tranche2 | CAISO | CAISO | CAISO_Conventional_DR | 0 | 0 | 0 | 0 | [6 empty] | 0 | 1 | 0 | 0 | 0 | 6.6952 | 0 |  | 0 |  | 0
2045 | CAISO_Shed_DR_Tranche3 | CAISO | CAISO | CAISO_Conventional_DR | 0 | 0 | 0 | 0 | [6 empty] | 0 | 1 | 0 | 0 | 0 | 6.6952 | 0 |  | 0 |  | 0
2045 | CAISO_Shed_DR_Tranche4 | CAISO | CAISO | CAISO_Conventional_DR | 0 | 0 | 0 | 0 | [6 empty] | 0 | 1 | 0 | 0 | 0 | 6.6952 | 0 |  | 0 |  | 0
2045 | CAISO_Shed_DR_Tranche5 | CAISO | CAISO | CAISO_Conventional_DR | 0 | 0 | 0 | 0 | [6 empty] | 0 | 1 | 0 | 0 | 0 | 6.6952 | 0 |  | 0 |  | 0
2045 | CAISO_Shed_DR_Tranche6 | CAISO | CAISO | CAISO_Conventional_DR | 0 | 0 | 0 | 0 | [6 empty] | 0 | 1 | 0 | 0 | 0 | 6.6952 | 0 |  | 0 |  | 0
2045 | CAISO_Shed_DR_Tranche7 | CAISO | CAISO | CAISO_Conventional_DR | 0 | 0 | 0 | 0 | [6 empty] | 0 | 1 | 0 | 0 | 0 | 6.6952 | 0 |  | 0 |  | 0
2045 | CAISO_Shed_DR_Tranche8 | CAISO | CAISO | CAISO_Conventional_DR | 0 | 0 | 0 | 0 | [6 empty] | 0 | 1 | 0 | 0 | 0 | 6.6952 | 0 |  | 0 |  | 0

## 46 MMT solar
period | resource | zone | contract | technology | planned_capacity_mw | new_build_mw | cumulative_new_build_mw | operational_capacity_mw | transmission_zone | fully_deliverable_capacity_mw | energy_only_capacity_mw | new_build_flexible_load_capacity_mwh_per_day | total_flexible_load_capacity_mwh_per_day | hydrogen_electrolysis_capacity_mw | capacity_limit_dual_$ | unit_size_mw | operational_units | capital_cost_$ | fixed_o_and_m_cost_$ | period_discount_factor | operational_planned_capacity_mw | retired_planned_capacity_mw | operational_new_capacity_mw | retired_new_capacity_mw | min_cumulative_new_build_mw
2020 | BANC_CCGT | BANC | BANC | BANC_CCGT | 1863.1 | 0 | 0 | 1863.1 | 0 | 0 | 0 | 0 | 0 | 0 | 0 | 207.01 | 9 | 0 | 0 | 1.4762 | 1863.1 | 0 | 0 | 0 | 0
2022 | BANC_CCGT | BANC | BANC | BANC_CCGT | 1863.1 | 0 | 0 | 1863.1 | 0 | 0 | 0 | 0 | 0 | 0 | 0 | 207.01 | 9 | 0 | 0 | 2.6383 | 1863.1 | 0 | 0 | 0 | 0
2026 | BANC_CCGT | BANC | BANC | BANC_CCGT | 1863.1 | 0 | 0 | 1863.1 | 0 | 0 | 0 | 0 | 0 | 0 | 0 | 207.01 | 9 | 0 | 0 | 2.9938 | 1863.1 | 0 | 0 | 0 | 0
2030 | BANC_CCGT | BANC | BANC | BANC_CCGT | 1797.5 | 0 | 0 | 1797.5 | 0 | 0 | 0 | 0 | 0 | 0 | 0 | 207.01 | 8.68 | 0 | 0 | 4.9706 | 1797.5 | 0 | 0 | 0 | 0
2045 | BANC_CCGT | BANC | BANC | BANC_CCGT | 1797.5 | 0 | 0 | 1797.5 | 0 | 0 | 0 | 0 | 0 | 0 | 0 | 207.01 | 8.68 | 0 | 0 | 6.6952 | 1797.5 | 0 | 0 | 0 | 0
2020 | BANC_Peaker | BANC | BANC | BANC_Peaker | 866.99 | 0 | 0 | 866.99 | 0 | 0 | 0 | 0 | 0 | 0 | 0 | 34.68 | 25 | 0 | 0 | 1.4762 | 866.99 | 0 | 0 | 0 | 0
2022 | BANC_Peaker | BANC | BANC | BANC_Peaker | 866.99 | 0 | 0 | 866.99 | 0 | 0 | 0 | 0 | 0 | 0 | 0 | 34.68 | 25 | 0 | 0 | 2.6383 | 866.99 | 0 | 0 | 0 | 0
2026 | BANC_Peaker | BANC | BANC | BANC_Peaker | 866.99 | 0 | 0 | 866.99 | 0 | 0 | 0 | 0 | 0 | 0 | 0 | 34.68 | 25 | 0 | 0 | 2.9938 | 866.99 | 0 | 0 | 0 | 0
2030 | BANC_Peaker | BANC | BANC | BANC_Peaker | 866.99 | 0 | 0 | 866.99 | 0 | 0 | 0 | 0 | 0 | 0 | 0 | 34.68 | 25 | 0 | 0 | 4.9706 | 866.99 | 0 | 0 | 0 | 0
2045 | BANC_Peaker | BANC | BANC | BANC_Peaker | 866.99 | 0 | 0 | 866.99 | 0 | 0 | 0 | 0 | 0 | 0 | 0 | 34.68 | 25 | 0 | 0 | 6.6952 | 866.99 | 0 | 0 | 0 | 0
2020 | BANC_Biomass_for_Other | BANC | BANC | Biomass | 0 | 0 | 0 | 0 | 0 | 0 | 0 | 0 | 0 | 0 | 0 | 0 | 0 | 0 | 0 | 1.4762 | 0 | 0 | 0 | 0 | 0
2020 | CAISO_Biomass_for_Other | CAISO | CAISO | Biomass | 11.7 | 0 | 0 | 11.7 | 0 | 0 | 0 | 0 | 0 | 0 | 0 | 0 | 0 | 0 | 0 | 1.4762 | 11.7 | 0 | 0 | 0 | 0
2020 | IID_Biomass_for_Other | IID | IID | Biomass | 0 | 0 | 0 | 0 | 0 | 0 | 0 | 0 | 0 | 0 | 0 | 0 | 0 | 0 | 0 | 1.4762 | 0 | 0 | 0 | 0 | 0
2020 | LDWP_Biomass_for_Other | LDWP | LDWP | Biomass | 0 | 0 | 0 | 0 | 0 | 0 | 0 | 0 | 0 | 0 | 0 | 0 | 0 | 0 | 0 | 1.4762 | 0 | 0 | 0 | 0 | 0
2020 | NW_Biomass_for_Other | NW | NW | Biomass | 599.71 | 0 | 0 | 599.71 | 0 | 0 | 0 | 0 | 0 | 0 | 0 | 0 | 0 | 0 | 0 | 1.4762 | 599.71 | 0 | 0 | 0 | 0
2020 | SW_Biomass_for_Other | SW | SW | Biomass | 37.4 | 0 | 0 | 37.4 | 0 | 0 | 0 | 0 | 0 | 0 | 0 | 0 | 0 | 0 | 0 | 1.4762 | 37.4 | 0 | 0 | 0 | 0
2020 | CAISO_Biomass_for_CAISO | CAISO | CAISO | Biomass | 890.95 | 0 | 0 | 890.95 | 0 | 0 | 0 | 0 | 0 | 0 | 0 | 0 | 0 | 0 | 0 | 1.4762 | 890.95 | 0 | 0 | 0 | 0
2020 | NW_Biomass_for_CAISO | NW | CAISO | Biomass | 46 | 0 | 0 | 46 | 0 | 0 | 0 | 0 | 0 | 0 | 0 | 0 | 0 | 0 | 0 | 1.4762 | 46 | 0 | 0 | 0 | 0
2020 | InState_Biomass | CAISO | CAISO | Biomass | 0 | 0 | 0 | 0 | None | 0 | 0 | 0 | 0 | 0 | 0 | 0 | 0 | 0 | 0 | 1.4762 | 0 | 0 | 0 | 0 | 0
2022 | BANC_Biomass_for_Other | BANC | BANC | Biomass | 0 | 0 | 0 | 0 | 0 | 0 | 0 | 0 | 0 | 0 | 0 | 0 | 0 | 0 | 0 | 2.6383 | 0 | 0 | 0 | 0 | 0
2022 | CAISO_Biomass_for_Other | CAISO | CAISO | Biomass | 11.7 | 0 | 0 | 11.7 | 0 | 0 | 0 | 0 | 0 | 0 | 0 | 0 | 0 | 0 | 0 | 2.6383 | 11.7 | 0 | 0 | 0 | 0
2022 | IID_Biomass_for_Other | IID | IID | Biomass | 0 | 0 | 0 | 0 | 0 | 0 | 0 | 0 | 0 | 0 | 0 | 0 | 0 | 0 | 0 | 2.6383 | 0 | 0 | 0 | 0 | 0
2022 | LDWP_Biomass_for_Other | LDWP | LDWP | Biomass | 0 | 0 | 0 | 0 | 0 | 0 | 0 | 0 | 0 | 0 | 0 | 0 | 0 | 0 | 0 | 2.6383 | 0 | 0 | 0 | 0 | 0
2022 | NW_Biomass_for_Other | NW | NW | Biomass | 599.71 | 0 | 0 | 599.71 | 0 | 0 | 0 | 0 | 0 | 0 | 0 | 0 | 0 | 0 | 0 | 2.6383 | 599.71 | 0 | 0 | 0 | 0
2022 | SW_Biomass_for_Other | SW | SW | Biomass | 37.4 | 0 | 0 | 37.4 | 0 | 0 | 0 | 0 | 0 | 0 | 0 | 0 | 0 | 0 | 0 | 2.6383 | 37.4 | 0 | 0 | 0 | 0
2022 | CAISO_Biomass_for_CAISO | CAISO | CAISO | Biomass | 890.95 | 0 | 0 | 890.95 | 0 | 0 | 0 | 0 | 0 | 0 | 0 | 0 | 0 | 0 | 0 | 2.6383 | 890.95 | 0 | 0 | 0 | 0
2022 | NW_Biomass_for_CAISO | NW | CAISO | Biomass | 46 | 0 | 0 | 46 | 0 | 0 | 0 | 0 | 0 | 0 | 0 | 0 | 0 | 0 | 0 | 2.6383 | 46 | 0 | 0 | 0 | 0
2022 | InState_Biomass | CAISO | CAISO | Biomass | 0 | 0 | 0 | 0 | None | 0 | 0 | 0 | 0 | 0 | 0 | 0 | 0 | 0 | 0 | 2.6383 | 0 | 0 | 0 | 0 | 0
2026 | BANC_Biomass_for_Other | BANC | BANC | Biomass | 0 | 0 | 0 | 0 | 0 | 0 | 0 | 0 | 0 | 0 | 0 | 0 | 0 | 0 | 0 | 2.9938 | 0 | 0 | 0 | 0 | 0
2026 | CAISO_Biomass_for_Other | CAISO | CAISO | Biomass | 11.7 | 0 | 0 | 11.7 | 0 | 0 | 0 | 0 | 0 | 0 | 0 | 0 | 0 | 0 | 0 | 2.9938 | 11.7 | 0 | 0 | 0 | 0
2026 | IID_Biomass_for_Other | IID | IID | Biomass | 0 | 0 | 0 | 0 | 0 | 0 | 0 | 0 | 0 | 0 | 0 | 0 | 0 | 0 | 0 | 2.9938 | 0 | 0 | 0 | 0 | 0
2026 | LDWP_Biomass_for_Other | LDWP | LDWP | Biomass | 0 | 0 | 0 | 0 | 0 | 0 | 0 | 0 | 0 | 0 | 0 | 0 | 0 | 0 | 0 | 2.9938 | 0 | 0 | 0 | 0 | 0
2026 | NW_Biomass_for_Other | NW | NW | Biomass | 561.38 | 0 | 0 | 561.38 | 0 | 0 | 0 | 0 | 0 | 0 | 0 | 0 | 0 | 0 | 0 | 2.9938 | 561.38 | 0 | 0 | 0 | 0
2026 | SW_Biomass_for_Other | SW | SW | Biomass | 37.4 | 0 | 0 | 37.4 | 0 | 0 | 0 | 0 | 0 | 0 | 0 | 0 | 0 | 0 | 0 | 2.9938 | 37.4 | 0 | 0 | 0 | 0
2026 | CAISO_Biomass_for_CAISO | CAISO | CAISO | Biomass | 890.95 | 0 | 0 | 890.95 | 0 | 0 | 0 | 0 | 0 | 0 | 0 | 0 | 0 | 0 | 0 | 2.9938 | 890.95 | 0 | 0 | 0 | 0
2026 | NW_Biomass_for_CAISO | NW | CAISO | Biomass | 46 | 0 | 0 | 46 | 0 | 0 | 0 | 0 | 0 | 0 | 0 | 0 | 0 | 0 | 0 | 2.9938 | 46 | 0 | 0 | 0 | 0
2026 | InState_Biomass | CAISO | CAISO | Biomass | 0 | 0 | 0 | 0 | None | 0 | 0 | 0 | 0 | 0 | 0 | 0 | 0 | 0 | 0 | 2.9938 | 0 | 0 | 0 | 0 | 0
2030 | BANC_Biomass_for_Other | BANC | BANC | Biomass | 0 | 0 | 0 | 0 | 0 | 0 | 0 | 0 | 0 | 0 | 0 | 0 | 0 | 0 | 0 | 4.9706 | 0 | 0 | 0 | 0 | 0
2030 | CAISO_Biomass_for_Other | CAISO | CAISO | Biomass | 11.7 | 0 | 0 | 11.7 | 0 | 0 | 0 | 0 | 0 | 0 | 0 | 0 | 0 | 0 | 0 | 4.9706 | 11.7 | 0 | 0 | 0 | 0
2030 | IID_Biomass_for_Other | IID | IID | Biomass | 0 | 0 | 0 | 0 | 0 | 0 | 0 | 0 | 0 | 0 | 0 | 0 | 0 | 0 | 0 | 4.9706 | 0 | 0 | 0 | 0 | 0
2030 | LDWP_Biomass_for_Other | LDWP | LDWP | Biomass | 0 | 0 | 0 | 0 | 0 | 0 | 0 | 0 | 0 | 0 | 0 | 0 | 0 | 0 | 0 | 4.9706 | 0 | 0 | 0 | 0 | 0
2030 | NW_Biomass_for_Other | NW | NW | Biomass | 554.77 | 0 | 0 | 554.77 | 0 | 0 | 0 | 0 | 0 | 0 | 0 | 0 | 0 | 0 | 0 | 4.9706 | 554.77 | 0 | 0 | 0 | 0
2030 | SW_Biomass_for_Other | SW | SW | Biomass | 36.03 | 0 | 0 | 36.03 | 0 | 0 | 0 | 0 | 0 | 0 | 0 | 0 | 0 | 0 | 0 | 4.9706 | 36.03 | 0 | 0 | 0 | 0
2030 | CAISO_Biomass_for_CAISO | CAISO | CAISO | Biomass | 889.05 | 0 | 0 | 889.05 | 0 | 0 | 0 | 0 | 0 | 0 | 0 | 0 | 0 | 0 | 0 | 4.9706 | 889.05 | 0 | 0 | 0 | 0
2030 | NW_Biomass_for_CAISO | NW | CAISO | Biomass | 46 | 0 | 0 | 46 | 0 | 0 | 0 | 0 | 0 | 0 | 0 | 0 | 0 | 0 | 0 | 4.9706 | 46 | 0 | 0 | 0 | 0
2030 | InState_Biomass | CAISO | CAISO | Biomass | 0 | 0 | 0 | 0 | None | 0 | 0 | 0 | 0 | 0 | 0 | 0 | 0 | 0 | 0 | 4.9706 | 0 | 0 | 0 | 0 | 0
2045 | BANC_Biomass_for_Other | BANC | BANC | Biomass | 0 | 0 | 0 | 0 | 0 | 0 | 0 | 0 | 0 | 0 | 0 | 0 | 0 | 0 | 0 | 6.6952 | 0 | 0 | 0 | 0 | 0
2045 | CAISO_Biomass_for_Other | CAISO | CAISO | Biomass | 11.7 | 0 | 0 | 11.7 | 0 | 0 | 0 | 0 | 0 | 0 | 0 | 0 | 0 | 0 | 0 | 6.6952 | 11.7 | 0 | 0 | 0 | 0
2045 | IID_Biomass_for_Other | IID | IID | Biomass | 0 | 0 | 0 | 0 | 0 | 0 | 0 | 0 | 0 | 0 | 0 | 0 | 0 | 0 | 0 | 6.6952 | 0 | 0 | 0 | 0 | 0
2045 | LDWP_Biomass_for_Other | LDWP | LDWP | Biomass | 0 | 0 | 0 | 0 | 0 | 0 | 0 | 0 | 0 | 0 | 0 | 0 | 0 | 0 | 0 | 6.6952 | 0 | 0 | 0 | 0 | 0
2045 | NW_Biomass_for_Other | NW | NW | Biomass | 554.77 | 0 | 0 | 554.77 | 0 | 0 | 0 | 0 | 0 | 0 | 0 | 0 | 0 | 0 | 0 | 6.6952 | 554.77 | 0 | 0 | 0 | 0
2045 | SW_Biomass_for_Other | SW | SW | Biomass | 36.03 | 0 | 0 | 36.03 | 0 | 0 | 0 | 0 | 0 | 0 | 0 | 0 | 0 | 0 | 0 | 6.6952 | 36.03 | 0 | 0 | 0 | 0
2045 | CAISO_Biomass_for_CAISO | CAISO | CAISO | Biomass | 889.05 | 0 | 0 | 889.05 | 0 | 0 | 0 | 0 | 0 | 0 | 0 | 0 | 0 | 0 | 0 | 6.6952 | 889.05 | 0 | 0 | 0 | 0
2045 | NW_Biomass_for_CAISO | NW | CAISO | Biomass | 46 | 0 | 0 | 46 | 0 | 0 | 0 | 0 | 0 | 0 | 0 | 0 | 0 | 0 | 0 | 6.6952 | 46 | 0 | 0 | 0 | 0
2045 | InState_Biomass | CAISO | CAISO | Biomass | 0 | 0 | 0 | 0 | None | 0 | 0 | 0 | 0 | 0 | 0 | 0 | 0 | 0 | 0 | 6.6952 | 0 | 0 | 0 | 0 | 0
2020 | CAISO_BTM_Li_Battery | CAISO | CAISO | BTM_Li_Battery | 721.99 | 0 | 0 | 721.99 | 0 | 0 | 0 | 0 | 0 | 0 | 0 | 0 | 0 | 0 | 6884957.69 | 1.4762 | 721.99 | 0 | 0 | 0 | 0
2022 | CAISO_BTM_Li_Battery | CAISO | CAISO | BTM_Li_Battery | 942.36 | 0 | 0 | 942.36 | 0 | 0 | 0 | 0 | 0 | 0 | 0 | 0 | 0 | 0 | 8986423.19 | 2.6383 | 942.36 | 0 | 0 | 0 | 0
2026 | CAISO_BTM_Li_Battery | CAISO | CAISO | BTM_Li_Battery | 1320.42 | 0 | 0 | 1320.42 | 0 | 0 | 0 | 0 | 0 | 0 | 0 | 0 | 0 | 0 | 12591669.31 | 2.9938 | 1320.42 | 0 | 0 | 0 | 0
2030 | CAISO_BTM_Li_Battery | CAISO | CAISO | BTM_Li_Battery | 1647.06 | 0 | 0 | 1647.06 | 0 | 0 | 0 | 0 | 0 | 0 | 0 | 0 | 0 | 0 | 15706568.92 | 4.9706 | 1647.06 | 0 | 0 | 0 | 0
2045 | CAISO_BTM_Li_Battery | CAISO | CAISO | BTM_Li_Battery | 1647.06 | 0 | 0 | 1647.06 | 0 | 0 | 0 | 0 | 0 | 0 | 0 | 0 | 0 | 0 | 15706568.92 | 6.6952 | 1647.06 | 0 | 0 | 0 | 0
2020 | CAISO_Advanced_CCGT | CAISO | CAISO | CAISO_Advanced_CCGT | 0 | 0 | 0 | 0 | 0 | 0 | 0 | 0 | 0 | 0 | 0 | 600 | 0 | 0 | 0 | 1.4762 | 0 | 0 | 0 | 0 | 0
2022 | CAISO_Advanced_CCGT | CAISO | CAISO | CAISO_Advanced_CCGT | 0 | 0 | 0 | 0 | 0 | 0 | 0 | 0 | 0 | 0 | 0 | 600 | 0 | 0 | 0 | 2.6383 | 0 | 0 | 0 | 0 | 0
2026 | CAISO_Advanced_CCGT | CAISO | CAISO | CAISO_Advanced_CCGT | 0 | 0 | 0 | 0 | 0 | 0 | 0 | 0 | 0 | 0 | 0 | 600 | 0 | 0 | 0 | 2.9938 | 0 | 0 | 0 | 0 | 0
2030 | CAISO_Advanced_CCGT | CAISO | CAISO | CAISO_Advanced_CCGT | 0 | 0 | 0 | 0 | 0 | 0 | 0 | 0 | 0 | 0 | 0 | 600 | 0 | 0 | 0 | 4.9706 | 0 | 0 | 0 | 0 | 0
2045 | CAISO_Advanced_CCGT | CAISO | CAISO | CAISO_Advanced_CCGT | 0 | 0 | 0 | 0 | 0 | 0 | 0 | 0 | 0 | 0 | 0 | 600 | 0 | 0 | 0 | 6.6952 | 0 | 0 | 0 | 0 | 0
2020 | CAISO_Aero_CT | CAISO | CAISO | CAISO_Aero_CT | 0 | 0 | 0 | 0 | 0 | 0 | 0 | 0 | 0 | 0 | 0 | 100 | 0 | 0 | 0 | 1.4762 | 0 | 0 | 0 | 0 | 0
2022 | CAISO_Aero_CT | CAISO | CAISO | CAISO_Aero_CT | 0 | 0 | 0 | 0 | 0 | 0 | 0 | 0 | 0 | 0 | 0 | 100 | 0 | 0 | 0 | 2.6383 | 0 | 0 | 0 | 0 | 0
2026 | CAISO_Aero_CT | CAISO | CAISO | CAISO_Aero_CT | 0 | 0 | 0 | 0 | 0 | 0 | 0 | 0 | 0 | 0 | 0 | 100 | 0 | 0 | 0 | 2.9938 | 0 | 0 | 0 | 0 | 0
2030 | CAISO_Aero_CT | CAISO | CAISO | CAISO_Aero_CT | 0 | 0 | 0 | 0 | 0 | 0 | 0 | 0 | 0 | 0 | 0 | 100 | 0 | 0 | 0 | 4.9706 | 0 | 0 | 0 | 0 | 0
2045 | CAISO_Aero_CT | CAISO | CAISO | CAISO_Aero_CT | 0 | 0 | 0 | 0 | 0 | 0 | 0 | 0 | 0 | 0 | 0 | 100 | 0 | 0 | 0 | 6.6952 | 0 | 0 | 0 | 0 | 0
2020 | CAISO_CCGT1 | CAISO | CAISO | CAISO_CCGT1 | 12049.47 | 0 | 0 | 12049.47 | 0 | 0 | 0 | 0 | 0 | 0 | 0 | 532.4 | 22.63 | 0 | 133928841.7 | 1.4762 | 12049.47 | 0 | 0 | 0 | 0
2022 | CAISO_CCGT1 | CAISO | CAISO | CAISO_CCGT1 | 13333.47 | 0 | 0 | 13333.47 | 0 | 0 | 0 | 0 | 0 | 0 | 0 | 532.4 | 25.04 | 0 | 148200393.3 | 2.6383 | 13333.47 | 0 | 0 | 0 | 0
2026 | CAISO_CCGT1 | CAISO | CAISO | CAISO_CCGT1 | 13333.47 | 0 | 0 | 13333.47 | 0 | 0 | 0 | 0 | 0 | 0 | 0 | 532.4 | 25.04 | 0 | 148200393.3 | 2.9938 | 13333.47 | 0 | 0 | 0 | 0
2030 | CAISO_CCGT1 | CAISO | CAISO | CAISO_CCGT1 | 13333.47 | 0 | 0 | 13333.47 | 0 | 0 | 0 | 0 | 0 | 0 | 0 | 532.4 | 25.04 | 0 | 148200393.3 | 4.9706 | 13333.47 | 0 | 0 | 0 | 0
2045 | CAISO_CCGT1 | CAISO | CAISO | CAISO_CCGT1 | 13333.47 | 0 | 0 | 13333.47 | 0 | 0 | 0 | 0 | 0 | 0 | 0 | 532.4 | 25.04 | 0 | 148200393.3 | 6.6952 | 13333.47 | 0 | 0 | 0 | 0
2020 | CAISO_CCGT2 | CAISO | CAISO | CAISO_CCGT2 | 2927.93 | 0 | 0 | 2927.93 | 0 | 0 | 0 | 0 | 0 | 0 | 0 | 187.53 | 15.61 | 0 | 32543694.74 | 1.4762 | 2927.93 | 0 | 0 | 0 | 0
2022 | CAISO_CCGT2 | CAISO | CAISO | CAISO_CCGT2 | 2927.93 | 0 | 0 | 2927.93 | 0 | 0 | 0 | 0 | 0 | 0 | 0 | 187.53 | 15.61 | 0 | 32543694.74 | 2.6383 | 2927.93 | 0 | 0 | 0 | 0
2026 | CAISO_CCGT2 | CAISO | CAISO | CAISO_CCGT2 | 2927.93 | 0 | 0 | 2927.93 | 0 | 0 | 0 | 0 | 0 | 0 | 0 | 187.53 | 15.61 | 0 | 32543694.74 | 2.9938 | 2927.93 | 0 | 0 | 0 | 0
2030 | CAISO_CCGT2 | CAISO | CAISO | CAISO_CCGT2 | 2927.93 | 0 | 0 | 2927.93 | 0 | 0 | 0 | 0 | 0 | 0 | 0 | 187.53 | 15.61 | 0 | 32543694.74 | 4.9706 | 2927.93 | 0 | 0 | 0 | 0
2045 | CAISO_CCGT2 | CAISO | CAISO | CAISO_CCGT2 | 2927.93 | 0 | 0 | 1885 | 0 | 0 | 0 | 0 | 0 | 0 | 0 | 187.53 | 10.05 | 0 | 20951615.85 | 6.6952 | 1885 | 1042.93 | 0 | 0 | 0
2020 | CAISO_CHP | CAISO | CAISO | CAISO_CHP | 2296.02 | 0 | 0 | 2296.02 | 0 | 0 | 0 | 0 | 0 | 0 | 0 | 0 | 0 | 0 | 0 | 1.4762 | 2296.02 | 0 | 0 | 0 | 0
2022 | CAISO_CHP | CAISO | CAISO | CAISO_CHP | 2296.02 | 0 | 0 | 2296.02 | 0 | 0 | 0 | 0 | 0 | 0 | 0 | 0 | 0 | 0 | 0 | 2.6383 | 2296.02 | 0 | 0 | 0 | 0
2026 | CAISO_CHP | CAISO | CAISO | CAISO_CHP | 2296.02 | 0 | 0 | 2296.02 | 0 | 0 | 0 | 0 | 0 | 0 | 0 | 0 | 0 | 0 | 0 | 2.9938 | 2296.02 | 0 | 0 | 0 | 0
2030 | CAISO_CHP | CAISO | CAISO | CAISO_CHP | 2296.02 | 0 | 0 | 2296.02 | 0 | 0 | 0 | 0 | 0 | 0 | 0 | 0 | 0 | 0 | 0 | 4.9706 | 2296.02 | 0 | 0 | 0 | 0
2045 | CAISO_CHP | CAISO | CAISO | CAISO_CHP | 0 | 0 | 0 | 0 | 0 | 0 | 0 | 0 | 0 | 0 | 0 | 0 | 0 | 0 | 0 | 6.6952 | 0 | 0 | 0 | 0 | 0
2020 | CAISO_Coal | CAISO | CAISO | CAISO_Coal | 480 | 0 | 0 | 480 | 0 | 0 | 0 | 0 | 0 | 0 | 0 | 849.97 | 0.56 | 0 | 0 | 1.4762 | 480 | 0 | 0 | 0 | 0
2022 | CAISO_Coal | CAISO | CAISO | CAISO_Coal | 480 | 0 | 0 | 480 | 0 | 0 | 0 | 0 | 0 | 0 | 0 | 849.97 | 0.56 | 0 | 0 | 2.6383 | 480 | 0 | 0 | 0 | 0
2026 | CAISO_Coal | CAISO | CAISO | CAISO_Coal | 0 | 0 | 0 | 0 | 0 | 0 | 0 | 0 | 0 | 0 | 0 | 849.97 | 0 | 0 | 0 | 2.9938 | 0 | 0 | 0 | 0 | 0
2030 | CAISO_Coal | CAISO | CAISO | CAISO_Coal | 0 | 0 | 0 | 0 | 0 | 0 | 0 | 0 | 0 | 0 | 0 | 849.97 | 0 | 0 | 0 | 4.9706 | 0 | 0 | 0 | 0 | 0
2045 | CAISO_Coal | CAISO | CAISO | CAISO_Coal | 0 | 0 | 0 | 0 | 0 | 0 | 0 | 0 | 0 | 0 | 0 | 849.97 | 0 | 0 | 0 | 6.6952 | 0 | 0 | 0 | 0 | 0
2020 | CAISO_Shed_DR_Existing | CAISO | CAISO | CAISO_Conventional_DR | 2195.45 | 0 | 0 | 2195.45 | 0 | 0 | 0 | 0 | 0 | 0 | 0 | 1 | 2195.45 | 0 | 0 | 1.4762 | 2195.45 | 0 | 0 | 0 | 0
2020 | CAISO_Shed_DR_Tranche1 | CAISO | CAISO | CAISO_Conventional_DR | 0 | 0 | 0 | 0 | 0 | 0 | 0 | 0 | 0 | 0 | 0 | 1 | 0 | 0 | 0 | 1.4762 | 0 | 0 | 0 | 0 | 0
2020 | CAISO_Shed_DR_Tranche2 | CAISO | CAISO | CAISO_Conventional_DR | 0 | 0 | 0 | 0 | 0 | 0 | 0 | 0 | 0 | 0 | 0 | 1 | 0 | 0 | 0 | 1.4762 | 0 | 0 | 0 | 0 | 0
2020 | CAISO_Shed_DR_Tranche3 | CAISO | CAISO | CAISO_Conventional_DR | 0 | 0 | 0 | 0 | 0 | 0 | 0 | 0 | 0 | 0 | 0 | 1 | 0 | 0 | 0 | 1.4762 | 0 | 0 | 0 | 0 | 0
2020 | CAISO_Shed_DR_Tranche4 | CAISO | CAISO | CAISO_Conventional_DR | 0 | 0 | 0 | 0 | 0 | 0 | 0 | 0 | 0 | 0 | 0 | 1 | 0 | 0 | 0 | 1.4762 | 0 | 0 | 0 | 0 | 0
2020 | CAISO_Shed_DR_Tranche5 | CAISO | CAISO | CAISO_Conventional_DR | 0 | 0 | 0 | 0 | 0 | 0 | 0 | 0 | 0 | 0 | 0 | 1 | 0 | 0 | 0 | 1.4762 | 0 | 0 | 0 | 0 | 0
2020 | CAISO_Shed_DR_Tranche6 | CAISO | CAISO | CAISO_Conventional_DR | 0 | 0 | 0 | 0 | 0 | 0 | 0 | 0 | 0 | 0 | 0 | 1 | 0 | 0 | 0 | 1.4762 | 0 | 0 | 0 | 0 | 0
2020 | CAISO_Shed_DR_Tranche7 | CAISO | CAISO | CAISO_Conventional_DR | 0 | 0 | 0 | 0 | 0 | 0 | 0 | 0 | 0 | 0 | 0 | 1 | 0 | 0 | 0 | 1.4762 | 0 | 0 | 0 | 0 | 0
2020 | CAISO_Shed_DR_Tranche8 | CAISO | CAISO | CAISO_Conventional_DR | 0 | 0 | 0 | 0 | 0 | 0 | 0 | 0 | 0 | 0 | 0 | 1 | 0 | 0 | 0 | 1.4762 | 0 | 0 | 0 | 0 | 0
2022 | CAISO_Shed_DR_Existing | CAISO | CAISO | CAISO_Conventional_DR | 2195.45 | 0 | 0 | 2195.45 | 0 | 0 | 0 | 0 | 0 | 0 | 0 | 1 | 2195.45 | 0 | 0 | 2.6383 | 2195.45 | 0 | 0 | 0 | 0
2022 | CAISO_Shed_DR_Tranche1 | CAISO | CAISO | CAISO_Conventional_DR | 0 | 0 | 0 | 0 | 0 | 0 | 0 | 0 | 0 | 0 | 0 | 1 | 0 | 0 | 0 | 2.6383 | 0 | 0 | 0 | 0 | 0
2022 | CAISO_Shed_DR_Tranche2 | CAISO | CAISO | CAISO_Conventional_DR | 0 | 0 | 0 | 0 | 0 | 0 | 0 | 0 | 0 | 0 | 0 | 1 | 0 | 0 | 0 | 2.6383 | 0 | 0 | 0 | 0 | 0
2022 | CAISO_Shed_DR_Tranche3 | CAISO | CAISO | CAISO_Conventional_DR | 0 | 440.7 | 440.7 | 440.7 | 0 | 0 | 0 | 0 | 0 | 0 | 0 | 1 | 440.7 | 33052811.55 | 0 | 2.6383 | 0 | 0 | 440.7 | 0 | 0
2022 | CAISO_Shed_DR_Tranche4 | CAISO | CAISO | CAISO_Conventional_DR | 0 | 0 | 0 | 0 | 0 | 0 | 0 | 0 | 0 | 0 | 0 | 1 | 0 | 0 | 0 | 2.6383 | 0 | 0 | 0 | 0 | 0
2022 | CAISO_Shed_DR_Tranche5 | CAISO | CAISO | CAISO_Conventional_DR | 0 | 0 | 0 | 0 | 0 | 0 | 0 | 0 | 0 | 0 | 0 | 1 | 0 | 0 | 0 | 2.6383 | 0 | 0 | 0 | 0 | 0
2022 | CAISO_Shed_DR_Tranche6 | CAISO | CAISO | CAISO_Conventional_DR | 0 | 0 | 0 | 0 | 0 | 0 | 0 | 0 | 0 | 0 | 0 | 1 | 0 | 0 | 0 | 2.6383 | 0 | 0 | 0 | 0 | 0
2022 | CAISO_Shed_DR_Tranche7 | CAISO | CAISO | CAISO_Conventional_DR | 0 | 0 | 0 | 0 | 0 | 0 | 0 | 0 | 0 | 0 | 0 | 1 | 0 | 0 | 0 | 2.6383 | 0 | 0 | 0 | 0 | 0
2022 | CAISO_Shed_DR_Tranche8 | CAISO | CAISO | CAISO_Conventional_DR | 0 | 0 | 0 | 0 | 0 | 0 | 0 | 0 | 0 | 0 | 0 | 1 | 0 | 0 | 0 | 2.6383 | 0 | 0 | 0 | 0 | 0
2026 | CAISO_Shed_DR_Existing | CAISO | CAISO | CAISO_Conventional_DR | 2195.45 | 0 | 0 | 2195.45 | 0 | 0 | 0 | 0 | 0 | 0 | 0 | 1 | 2195.45 | 0 | 0 | 2.9938 | 2195.45 | 0 | 0 | 0 | 0
2026 | CAISO_Shed_DR_Tranche1 | CAISO | CAISO | CAISO_Conventional_DR | 0 | 0 | 0 | 0 | 0 | 0 | 0 | 0 | 0 | 0 | -301149.96 | 1 | 0 | 0 | 0 | 2.9938 | 0 | 0 | 0 | 0 | 0
2026 | CAISO_Shed_DR_Tranche2 | CAISO | CAISO | CAISO_Conventional_DR | 0 | 0 | 0 | 0 | 0 | 0 | 0 | 0 | 0 | 0 | -156700.2 | 1 | 0 | 0 | 0 | 2.9938 | 0 | 0 | 0 | 0 | 0
2026 | CAISO_Shed_DR_Tranche3 | CAISO | CAISO | CAISO_Conventional_DR | 0 | 0 | 440.7 | 440.7 | 0 | 0 | 0 | 0 | 0 | 0 | 0 | 1 | 440.7 | 33052811.55 | 0 | 2.9938 | 0 | 0 | 440.7 | 0 | 0
2026 | CAISO_Shed_DR_Tranche4 | CAISO | CAISO | CAISO_Conventional_DR | 0 | 0 | 0 | 0 | 0 | 0 | 0 | 0 | 0 | 0 | 0 | 1 | 0 | 0 | 0 | 2.9938 | 0 | 0 | 0 | 0 | 0
2026 | CAISO_Shed_DR_Tranche5 | CAISO | CAISO | CAISO_Conventional_DR | 0 | 0 | 0 | 0 | 0 | 0 | 0 | 0 | 0 | 0 | 0 | 1 | 0 | 0 | 0 | 2.9938 | 0 | 0 | 0 | 0 | 0
2026 | CAISO_Shed_DR_Tranche6 | CAISO | CAISO | CAISO_Conventional_DR | 0 | 0 | 0 | 0 | 0 | 0 | 0 | 0 | 0 | 0 | 0 | 1 | 0 | 0 | 0 | 2.9938 | 0 | 0 | 0 | 0 | 0
2026 | CAISO_Shed_DR_Tranche7 | CAISO | CAISO | CAISO_Conventional_DR | 0 | 0 | 0 | 0 | 0 | 0 | 0 | 0 | 0 | 0 | 0 | 1 | 0 | 0 | 0 | 2.9938 | 0 | 0 | 0 | 0 | 0
2026 | CAISO_Shed_DR_Tranche8 | CAISO | CAISO | CAISO_Conventional_DR | 0 | 0 | 0 | 0 | 0 | 0 | 0 | 0 | 0 | 0 | 0 | 1 | 0 | 0 | 0 | 2.9938 | 0 | 0 | 0 | 0 | 0
2030 | CAISO_Shed_DR_Existing | CAISO | CAISO | CAISO_Conventional_DR | 2195.45 | 0 | 0 | 2195.45 | 0 | 0 | 0 | 0 | 0 | 0 | 0 | 1 | 2195.45 | 0 | 0 | 4.9706 | 2195.45 | 0 | 0 | 0 | 0
2030 | CAISO_Shed_DR_Tranche1 | CAISO | CAISO | CAISO_Conventional_DR | 0 | 0 | 0 | 0 | 0 | 0 | 0 | 0 | 0 | 0 | 0 | 1 | 0 | 0 | 0 | 4.9706 | 0 | 0 | 0 | 0 | 0
2030 | CAISO_Shed_DR_Tranche2 | CAISO | CAISO | CAISO_Conventional_DR | 0 | 0 | 0 | 0 | 0 | 0 | 0 | 0 | 0 | 0 | 0 | 1 | 0 | 0 | 0 | 4.9706 | 0 | 0 | 0 | 0 | 0
2030 | CAISO_Shed_DR_Tranche3 | CAISO | CAISO | CAISO_Conventional_DR | 0 | 0 | 440.7 | 440.7 | 0 | 0 | 0 | 0 | 0 | 0 | 0 | 1 | 440.7 | 33052811.55 | 0 | 4.9706 | 0 | 0 | 440.7 | 0 | 0
2030 | CAISO_Shed_DR_Tranche4 | CAISO | CAISO | CAISO_Conventional_DR | 0 | 0 | 0 | 0 | 0 | 0 | 0 | 0 | 0 | 0 | 0 | 1 | 0 | 0 | 0 | 4.9706 | 0 | 0 | 0 | 0 | 0
2030 | CAISO_Shed_DR_Tranche5 | CAISO | CAISO | CAISO_Conventional_DR | 0 | 0 | 0 | 0 | 0 | 0 | 0 | 0 | 0 | 0 | 0 | 1 | 0 | 0 | 0 | 4.9706 | 0 | 0 | 0 | 0 | 0
2030 | CAISO_Shed_DR_Tranche6 | CAISO | CAISO | CAISO_Conventional_DR | 0 | 0 | 0 | 0 | 0 | 0 | 0 | 0 | 0 | 0 | 0 | 1 | 0 | 0 | 0 | 4.9706 | 0 | 0 | 0 | 0 | 0
2030 | CAISO_Shed_DR_Tranche7 | CAISO | CAISO | CAISO_Conventional_DR | 0 | 0 | 0 | 0 | 0 | 0 | 0 | 0 | 0 | 0 | 0 | 1 | 0 | 0 | 0 | 4.9706 | 0 | 0 | 0 | 0 | 0
2030 | CAISO_Shed_DR_Tranche8 | CAISO | CAISO | CAISO_Conventional_DR | 0 | 0 | 0 | 0 | 0 | 0 | 0 | 0 | 0 | 0 | 0 | 1 | 0 | 0 | 0 | 4.9706 | 0 | 0 | 0 | 0 | 0
2045 | CAISO_Shed_DR_Existing | CAISO | CAISO | CAISO_Conventional_DR | 2195.45 | 0 | 0 | 2195.45 | 0 | 0 | 0 | 0 | 0 | 0 | 0 | 1 | 2195.45 | 0 | 0 | 6.6952 | 2195.45 | 0 | 0 | 0 | 0
2045 | CAISO_Shed_DR_Tranche1 | CAISO | CAISO | CAISO_Conventional_DR | 0 | 0 | 0 | 0 | 0 | 0 | 0 | 0 | 0 | 0 | 0 | 1 | 0 | 0 | 0 | 6.6952 | 0 | 0 | 0 | 0 | 0
2045 | CAISO_Shed_DR_Tranche2 | CAISO | CAISO | CAISO_Conventional_DR | 0 | 0 | 0 | 0 | 0 | 0 | 0 | 0 | 0 | 0 | 0 | 1 | 0 | 0 | 0 | 6.6952 | 0 | 0 | 0 | 0 | 0
2045 | CAISO_Shed_DR_Tranche3 | CAISO | CAISO | CAISO_Conventional_DR | 0 | 0 | 440.7 | 440.7 | 0 | 0 | 0 | 0 | 0 | 0 | -5477.81 | 1 | 440.7 | 33052811.55 | 0 | 6.6952 | 0 | 0 | 440.7 | 0 | 0
2045 | CAISO_Shed_DR_Tranche4 | CAISO | CAISO | CAISO_Conventional_DR | 0 | 0 | 0 | 0 | 0 | 0 | 0 | 0 | 0 | 0 | 0 | 1 | 0 | 0 | 0 | 6.6952 | 0 | 0 | 0 | 0 | 0
2045 | CAISO_Shed_DR_Tranche5 | CAISO | CAISO | CAISO_Conventional_DR | 0 | 0 | 0 | 0 | 0 | 0 | 0 | 0 | 0 | 0 | 0 | 1 | 0 | 0 | 0 | 6.6952 | 0 | 0 | 0 | 0 | 0
2045 | CAISO_Shed_DR_Tranche6 | CAISO | CAISO | CAISO_Conventional_DR | 0 | 0 | 0 | 0 | 0 | 0 | 0 | 0 | 0 | 0 | 0 | 1 | 0 | 0 | 0 | 6.6952 | 0 | 0 | 0 | 0 | 0
2045 | CAISO_Shed_DR_Tranche7 | CAISO | CAISO | CAISO_Conventional_DR | 0 | 0 | 0 | 0 | 0 | 0 | 0 | 0 | 0 | 0 | 0 | 1 | 0 | 0 | 0 | 6.6952 | 0 | 0 | 0 | 0 | 0
2045 | CAISO_Shed_DR_Tranche8 | CAISO | CAISO | CAISO_Conventional_DR | 0 | 0 | 0 | 0 | 0 | 0 | 0 | 0 | 0 | 0 | 0 | 1 | 0 | 0 | 0 | 6.6952 | 0 | 0 | 0 | 0 | 0
2020 | CAISO_Nuclear | CAISO | CAISO | CAISO_Nuclear | 2935 | 0 | 0 | 2935 | 0 | 0 | 0 | 0 | 0 | 0 | 0 | 0 | 0 | 0 | 0 | 1.4762 | 2935 | 0 | 0 | 0 | 0
2022 | CAISO_Nuclear | CAISO | CAISO | CAISO_Nuclear | 2935 | 0 | 0 | 2935 | 0 | 0 | 0 | 0 | 0 | 0 | 0 | 0 | 0 | 0 | 0 | 2.6383 | 2935 | 0 | 0 | 0 | 0
2026 | CAISO_Nuclear | CAISO | CAISO | CAISO_Nuclear | 635 | 0 | 0 | 635 | 0 | 0 | 0 | 0 | 0 | 0 | 0 | 0 | 0 | 0 | 0 | 2.9938 | 635 | 0 | 0 | 0 | 0
2030 | CAISO_Nuclear | CAISO | CAISO | CAISO_Nuclear | 635 | 0 | 0 | 635 | 0 | 0 | 0 | 0 | 0 | 0 | 0 | 0 | 0 | 0 | 0 | 4.9706 | 635 | 0 | 0 | 0 | 0
2045 | CAISO_Nuclear | CAISO | CAISO | CAISO_Nuclear | 635 | 0 | 0 | 635 | 0 | 0 | 0 | 0 | 0 | 0 | 0 | 0 | 0 | 0 | 0 | 6.6952 | 635 | 0 | 0 | 0 | 0
2020 | CAISO_Peaker1 | CAISO | CAISO | CAISO_Peaker1 | 4913.93 | 0 | 0 | 4913.93 | 0 | 0 | 0 | 0 | 0 | 0 | 0 | 67.59 | 72.7 | 0 | 67294545.83 | 1.4762 | 4913.93 | 0 | 0 | 0 | 0
2022 | CAISO_Peaker1 | CAISO | CAISO | CAISO_Peaker1 | 4913.93 | 0 | 0 | 4913.93 | 0 | 0 | 0 | 0 | 0 | 0 | 0 | 67.59 | 72.7 | 0 | 67294545.83 | 2.6383 | 4913.93 | 0 | 0 | 0 | 0
2026 | CAISO_Peaker1 | CAISO | CAISO | CAISO_Peaker1 | 4913.93 | 0 | 0 | 4913.93 | 0 | 0 | 0 | 0 | 0 | 0 | 0 | 67.59 | 72.7 | 0 | 67294545.83 | 2.9938 | 4913.93 | 0 | 0 | 0 | 0
2030 | CAISO_Peaker1 | CAISO | CAISO | CAISO_Peaker1 | 4913.93 | 0 | 0 | 3163 | 0 | 0 | 0 | 0 | 0 | 0 | 0 | 67.59 | 46.8 | 0 | 43316174.32 | 4.9706 | 3163 | 1750.93 | 0 | 0 | 0
2045 | CAISO_Peaker1 | CAISO | CAISO | CAISO_Peaker1 | 4913.93 | 0 | 0 | 3163 | 0 | 0 | 0 | 0 | 0 | 0 | 0 | 67.59 | 46.8 | 0 | 43316174.32 | 6.6952 | 3163 | 1750.93 | 0 | 0 | 0
2020 | CAISO_Peaker2 | CAISO | CAISO | CAISO_Peaker2 | 3682.71 | 0 | 0 | 3682.71 | 0 | 0 | 0 | 0 | 0 | 0 | 0 | 53 | 69.48 | 0 | 50433420.27 | 1.4762 | 3682.71 | 0 | 0 | 0 | 0
2022 | CAISO_Peaker2 | CAISO | CAISO | CAISO_Peaker2 | 3682.71 | 0 | 0 | 3682.71 | 0 | 0 | 0 | 0 | 0 | 0 | 0 | 53 | 69.48 | 0 | 50433420.27 | 2.6383 | 3682.71 | 0 | 0 | 0 | 0
2026 | CAISO_Peaker2 | CAISO | CAISO | CAISO_Peaker2 | 3682.71 | 0 | 0 | 3682.71 | 0 | 0 | 0 | 0 | 0 | 0 | 0 | 53 | 69.48 | 0 | 50433420.27 | 2.9938 | 3682.71 | 0 | 0 | 0 | 0
2030 | CAISO_Peaker2 | CAISO | CAISO | CAISO_Peaker2 | 3682.71 | 0 | 0 | 2492.02 | 0 | 0 | 0 | 0 | 0 | 0 | 0 | 53 | 47.01 | 0 | 34127324.77 | 4.9706 | 2492.02 | 1190.69 | 0 | 0 | 0
2045 | CAISO_Peaker2 | CAISO | CAISO | CAISO_Peaker2 | 3682.71 | 0 | 0 | 1309 | 0 | 0 | 0 | 0 | 0 | 0 | 0 | 53 | 24.7 | 0 | 17926295.35 | 6.6952 | 1309 | 2373.71 | 0 | 0 | 0
2020 | CAISO_Reciprocating_Engine | CAISO | CAISO | CAISO_Reciprocating_Engine | 255.3 | 0 | 0 | 255.3 | 0 | 0 | 0 | 0 | 0 | 0 | 0 | 10.36 | 24.65 | 0 | 3496243.85 | 1.4762 | 255.3 | 0 | 0 | 0 | 0
2022 | CAISO_Reciprocating_Engine | CAISO | CAISO | CAISO_Reciprocating_Engine | 255.3 | 0 | 0 | 255.3 | 0 | 0 | 0 | 0 | 0 | 0 | 0 | 10.36 | 24.65 | 0 | 3496243.85 | 2.6383 | 255.3 | 0 | 0 | 0 | 0
2026 | CAISO_Reciprocating_Engine | CAISO | CAISO | CAISO_Reciprocating_Engine | 255.3 | 0 | 0 | 255.3 | 0 | 0 | 0 | 0 | 0 | 0 | 0 | 10.36 | 24.65 | 0 | 3496243.85 | 2.9938 | 255.3 | 0 | 0 | 0 | 0
2030 | CAISO_Reciprocating_Engine | CAISO | CAISO | CAISO_Reciprocating_Engine | 255.3 | 0 | 0 | 255.3 | 0 | 0 | 0 | 0 | 0 | 0 | 0 | 10.36 | 24.65 | 0 | 3496243.85 | 4.9706 | 255.3 | 0 | 0 | 0 | 0
2045 | CAISO_Reciprocating_Engine | CAISO | CAISO | CAISO_Reciprocating_Engine | 255.3 | 0 | 0 | 184 | 0 | 0 | 0 | 0 | 0 | 0 | 0 | 10.36 | 17.77 | 0 | 2519815.39 | 6.6952 | 184 | 71.3 | 0 | 0 | 0
2020 | CAISO_ST | CAISO | CAISO | CAISO_ST | 4577.22 | 0 | 0 | 4577.22 | 0 | 0 | 0 | 0 | 0 | 0 | 0 | 341.83 | 13.39 | 0 | 50875413.84 | 1.4762 | 4577.22 | 0 | 0 | 0 | 0
2022 | CAISO_ST | CAISO | CAISO | CAISO_ST | 0 | 0 | 0 | 0 | 0 | 0 | 0 | 0 | 0 | 0 | 0 | 341.83 | 0 | 0 | 0 | 2.6383 | 0 | 0 | 0 | 0 | 0
2026 | CAISO_ST | CAISO | CAISO | CAISO_ST | 0 | 0 | 0 | 0 | 0 | 0 | 0 | 0 | 0 | 0 | 0 | 341.83 | 0 | 0 | 0 | 2.9938 | 0 | 0 | 0 | 0 | 0
2030 | CAISO_ST | CAISO | CAISO | CAISO_ST | 0 | 0 | 0 | 0 | 0 | 0 | 0 | 0 | 0 | 0 | 0 | 341.83 | 0 | 0 | 0 | 4.9706 | 0 | 0 | 0 | 0 | 0
2045 | CAISO_ST | CAISO | CAISO | CAISO_ST | 0 | 0 | 0 | 0 | 0 | 0 | 0 | 0 | 0 | 0 | 0 | 341.83 | 0 | 0 | 0 | 6.6952 | 0 | 0 | 0 | 0 | 0
2020 | Customer_PV | CAISO | CAISO | Customer_PV | 9827.31 | 0 | 0 | 9827.31 | 0 | 0 | 0 | 0 | 0 | 0 | 0 | 0 | 0 | 0 | 0 | 1.4762 | 9827.31 | 0 | 0 | 0 | 0
2022 | Customer_PV | CAISO | CAISO | Customer_PV | 12284.27 | 0 | 0 | 12284.27 | 0 | 0 | 0 | 0 | 0 | 0 | 0 | 0 | 0 | 0 | 0 | 2.6383 | 12284.27 | 0 | 0 | 0 | 0
2026 | Customer_PV | CAISO | CAISO | Customer_PV | 16155.51 | 0 | 0 | 16155.51 | 0 | 0 | 0 | 0 | 0 | 0 | 0 | 0 | 0 | 0 | 0 | 2.9938 | 16155.51 | 0 | 0 | 0 | 0
2030 | Customer_PV | CAISO | CAISO | Customer_PV | 20066.03 | 0 | 0 | 20066.03 | 0 | 0 | 0 | 0 | 0 | 0 | 0 | 0 | 0 | 0 | 0 | 4.9706 | 20066.03 | 0 | 0 | 0 | 0
2045 | Customer_PV | CAISO | CAISO | Customer_PV | 34857.67 | 0 | 0 | 34857.67 | 0 | 0 | 0 | 0 | 0 | 0 | 0 | 0 | 0 | 0 | 0 | 6.6952 | 34857.67 | 0 | 0 | 0 | 0
2020 | CAISO_New_Flow_Battery | CAISO | CAISO | Flow_Battery | 0 | 0 | 0 | 0 | 0 | 0 | 0 | 0 | 0 | 0 | 0 | 0 | 0 | 0 | 0 | 1.4762 | 0 | 0 | 0 | 0 | 0
2020 | CAISO_New_Flow_Battery_2 | CAISO | CAISO | Flow_Battery | 0 | 0 | 0 | 0 | 0 | 0 | 0 | 0 | 0 | 0 | 0 | 0 | 0 | 0 | 0 | 1.4762 | 0 | 0 | 0 | 0 | 0
2020 | CAISO_New_Flow_Battery_3 | CAISO | CAISO | Flow_Battery | 0 | 0 | 0 | 0 | 0 | 0 | 0 | 0 | 0 | 0 | 0 | 0 | 0 | 0 | 0 | 1.4762 | 0 | 0 | 0 | 0 | 0
2020 | CAISO_New_Flow_Battery_4 | CAISO | CAISO | Flow_Battery | 0 | 0 | 0 | 0 | 0 | 0 | 0 | 0 | 0 | 0 | 0 | 0 | 0 | 0 | 0 | 1.4762 | 0 | 0 | 0 | 0 | 0
2020 | CAISO_New_Flow_Battery_5 | CAISO | CAISO | Flow_Battery | 0 | 0 | 0 | 0 | 0 | 0 | 0 | 0 | 0 | 0 | 0 | 0 | 0 | 0 | 0 | 1.4762 | 0 | 0 | 0 | 0 | 0
2022 | CAISO_New_Flow_Battery | CAISO | CAISO | Flow_Battery | 0 | 0 | 0 | 0 | 0 | 0 | 0 | 0 | 0 | 0 | 0 | 0 | 0 | 0 | 0 | 2.6383 | 0 | 0 | 0 | 0 | 0
2022 | CAISO_New_Flow_Battery_2 | CAISO | CAISO | Flow_Battery | 0 | 0 | 0 | 0 | 0 | 0 | 0 | 0 | 0 | 0 | 0 | 0 | 0 | 0 | 0 | 2.6383 | 0 | 0 | 0 | 0 | 0
2022 | CAISO_New_Flow_Battery_3 | CAISO | CAISO | Flow_Battery | 0 | 0 | 0 | 0 | 0 | 0 | 0 | 0 | 0 | 0 | 0 | 0 | 0 | 0 | 0 | 2.6383 | 0 | 0 | 0 | 0 | 0
2022 | CAISO_New_Flow_Battery_4 | CAISO | CAISO | Flow_Battery | 0 | 0 | 0 | 0 | 0 | 0 | 0 | 0 | 0 | 0 | 0 | 0 | 0 | 0 | 0 | 2.6383 | 0 | 0 | 0 | 0 | 0
2022 | CAISO_New_Flow_Battery_5 | CAISO | CAISO | Flow_Battery | 0 | 0 | 0 | 0 | 0 | 0 | 0 | 0 | 0 | 0 | 0 | 0 | 0 | 0 | 0 | 2.6383 | 0 | 0 | 0 | 0 | 0
2026 | CAISO_New_Flow_Battery | CAISO | CAISO | Flow_Battery | 0 | 0 | 0 | 0 | 0 | 0 | 0 | 0 | 0 | 0 | 0 | 0 | 0 | 0 | 0 | 2.9938 | 0 | 0 | 0 | 0 | 0
2026 | CAISO_New_Flow_Battery_2 | CAISO | CAISO | Flow_Battery | 0 | 0 | 0 | 0 | 0 | 0 | 0 | 0 | 0 | 0 | 0 | 0 | 0 | 0 | 0 | 2.9938 | 0 | 0 | 0 | 0 | 0
2026 | CAISO_New_Flow_Battery_3 | CAISO | CAISO | Flow_Battery | 0 | 0 | 0 | 0 | 0 | 0 | 0 | 0 | 0 | 0 | 0 | 0 | 0 | 0 | 0 | 2.9938 | 0 | 0 | 0 | 0 | 0
2026 | CAISO_New_Flow_Battery_4 | CAISO | CAISO | Flow_Battery | 0 | 0 | 0 | 0 | 0 | 0 | 0 | 0 | 0 | 0 | 0 | 0 | 0 | 0 | 0 | 2.9938 | 0 | 0 | 0 | 0 | 0
2026 | CAISO_New_Flow_Battery_5 | CAISO | CAISO | Flow_Battery | 0 | 0 | 0 | 0 | 0 | 0 | 0 | 0 | 0 | 0 | 0 | 0 | 0 | 0 | 0 | 2.9938 | 0 | 0 | 0 | 0 | 0
2030 | CAISO_New_Flow_Battery | CAISO | CAISO | Flow_Battery | 0 | 0 | 0 | 0 | 0 | 0 | 0 | 0 | 0 | 0 | 0 | 0 | 0 | 0 | 0 | 4.9706 | 0 | 0 | 0 | 0 | 0
2030 | CAISO_New_Flow_Battery_2 | CAISO | CAISO | Flow_Battery | 0 | 0 | 0 | 0 | 0 | 0 | 0 | 0 | 0 | 0 | 0 | 0 | 0 | 0 | 0 | 4.9706 | 0 | 0 | 0 | 0 | 0
2030 | CAISO_New_Flow_Battery_3 | CAISO | CAISO | Flow_Battery | 0 | 0 | 0 | 0 | 0 | 0 | 0 | 0 | 0 | 0 | 0 | 0 | 0 | 0 | 0 | 4.9706 | 0 | 0 | 0 | 0 | 0
2030 | CAISO_New_Flow_Battery_4 | CAISO | CAISO | Flow_Battery | 0 | 0 | 0 | 0 | 0 | 0 | 0 | 0 | 0 | 0 | 0 | 0 | 0 | 0 | 0 | 4.9706 | 0 | 0 | 0 | 0 | 0
2030 | CAISO_New_Flow_Battery_5 | CAISO | CAISO | Flow_Battery | 0 | 0 | 0 | 0 | 0 | 0 | 0 | 0 | 0 | 0 | 0 | 0 | 0 | 0 | 0 | 4.9706 | 0 | 0 | 0 | 0 | 0
2045 | CAISO_New_Flow_Battery | CAISO | CAISO | Flow_Battery | 0 | 0 | 0 | 0 | 0 | 0 | 0 | 0 | 0 | 0 | 0 | 0 | 0 | 0 | 0 | 6.6952 | 0 | 0 | 0 | 0 | 0
2045 | CAISO_New_Flow_Battery_2 | CAISO | CAISO | Flow_Battery | 0 | 0 | 0 | 0 | 0 | 0 | 0 | 0 | 0 | 0 | 0 | 0 | 0 | 0 | 0 | 6.6952 | 0 | 0 | 0 | 0 | 0
2045 | CAISO_New_Flow_Battery_3 | CAISO | CAISO | Flow_Battery | 0 | 0 | 0 | 0 | 0 | 0 | 0 | 0 | 0 | 0 | 0 | 0 | 0 | 0 | 0 | 6.6952 | 0 | 0 | 0 | 0 | 0
2045 | CAISO_New_Flow_Battery_4 | CAISO | CAISO | Flow_Battery | 0 | 0 | 0 | 0 | 0 | 0 | 0 | 0 | 0 | 0 | 0 | 0 | 0 | 0 | 0 | 6.6952 | 0 | 0 | 0 | 0 | 0
2045 | CAISO_New_Flow_Battery_5 | CAISO | CAISO | Flow_Battery | 0 | 0 | 0 | 0 | 0 | 0 | 0 | 0 | 0 | 0 | 0 | 0 | 0 | 0 | 0 | 6.6952 | 0 | 0 | 0 | 0 | 0
2020 | BANC_Geothermal_for_Other | BANC | BANC | Geothermal | 0 | 0 | 0 | 0 | 0 | 0 | 0 | 0 | 0 | 0 | 0 | 0 | 0 | 0 | 0 | 1.4762 | 0 | 0 | 0 | 0 | 0
2020 | CAISO_Geothermal_for_Other | CAISO | CAISO | Geothermal | 38.67 | 0 | 0 | 38.67 | 0 | 0 | 0 | 0 | 0 | 0 | 0 | 0 | 0 | 0 | 0 | 1.4762 | 38.67 | 0 | 0 | 0 | 0
2020 | IID_Geothermal_for_Other | IID | IID | Geothermal | 4 | 0 | 0 | 4 | 0 | 0 | 0 | 0 | 0 | 0 | 0 | 0 | 0 | 0 | 0 | 1.4762 | 4 | 0 | 0 | 0 | 0
2020 | LDWP_Geothermal_for_Other | LDWP | LDWP | Geothermal | 147.26 | 0 | 0 | 147.26 | 0 | 0 | 0 | 0 | 0 | 0 | 0 | 0 | 0 | 0 | 0 | 1.4762 | 147.26 | 0 | 0 | 0 | 0
2020 | NW_Geothermal_for_Other | NW | NW | Geothermal | 103.85 | 0 | 0 | 103.85 | 0 | 0 | 0 | 0 | 0 | 0 | 0 | 0 | 0 | 0 | 0 | 1.4762 | 103.85 | 0 | 0 | 0 | 0
2020 | SW_Geothermal_for_Other | SW | SW | Geothermal | 406.91 | 0 | 0 | 406.91 | 0 | 0 | 0 | 0 | 0 | 0 | 0 | 0 | 0 | 0 | 0 | 1.4762 | 406.91 | 0 | 0 | 0 | 0
2020 | CAISO_Geothermal_for_CAISO | CAISO | CAISO | Geothermal | 1812.64 | 0 | 0 | 1812.64 | 0 | 0 | 0 | 0 | 0 | 0 | 0 | 0 | 0 | 0 | 0 | 1.4762 | 1812.64 | 0 | 0 | 0 | 0
2020 | IID_Geothermal_for_CAISO | IID | CAISO | Geothermal | 83 | 0 | 0 | 83 | 0 | 0 | 0 | 0 | 0 | 0 | 0 | 0 | 0 | 0 | 0 | 1.4762 | 83 | 0 | 0 | 0 | 0
2020 | NW_Geothermal_for_CAISO | NW | CAISO | Geothermal | 0 | 0 | 0 | 0 | 0 | 0 | 0 | 0 | 0 | 0 | 0 | 0 | 0 | 0 | 0 | 1.4762 | 0 | 0 | 0 | 0 | 0
2020 | Greater_Imperial_Geothermal | CAISO | CAISO | Geothermal | 0 | 0 | 0 | 0 | Greater_Imperial | 0 | 0 | 0 | 0 | 0 | 0 | 0 | 0 | 0 | 0 | 1.4762 | 0 | 0 | 0 | 0 | 0
2020 | Inyokern_North_Kramer_Geothermal | CAISO | CAISO | Geothermal | 0 | 0 | 0 | 0 | Inyokern_North_Kramer | 0 | 0 | 0 | 0 | 0 | 0 | 0 | 0 | 0 | 0 | 1.4762 | 0 | 0 | 0 | 0 | 0
2020 | Northern_California_Ex_Geothermal | CAISO | CAISO | Geothermal | 0 | 0 | 0 | 0 | Northern_California_Ex | 0 | 0 | 0 | 0 | 0 | 0 | 0 | 0 | 0 | 0 | 1.4762 | 0 | 0 | 0 | 0 | 0
2020 | Pacific_Northwest_Geothermal | CAISO | CAISO | Geothermal | 0 | 0 | 0 | 0 | 0 | 0 | 0 | 0 | 0 | 0 | 0 | 0 | 0 | 0 | 0 | 1.4762 | 0 | 0 | 0 | 0 | 0
2020 | Riverside_Palm_Springs_Geothermal | CAISO | CAISO | Geothermal | 0 | 0 | 0 | 0 | Riverside_Palm_Springs | 0 | 0 | 0 | 0 | 0 | 0 | 0 | 0 | 0 | 0 | 1.4762 | 0 | 0 | 0 | 0 | 0
2020 | Solano_Geothermal | CAISO | CAISO | Geothermal | 0 | 0 | 0 | 0 | Solano | 0 | 0 | 0 | 0 | 0 | 0 | 0 | 0 | 0 | 0 | 1.4762 | 0 | 0 | 0 | 0 | 0
2020 | Southern_Nevada_Geothermal | CAISO | CAISO | Geothermal | 0 | 0 | 0 | 0 | Mountain_Pass_El_Dorado | 0 | 0 | 0 | 0 | 0 | 0 | 0 | 0 | 0 | 0 | 1.4762 | 0 | 0 | 0 | 0 | 0
2022 | BANC_Geothermal_for_Other | BANC | BANC | Geothermal | 0 | 0 | 0 | 0 | 0 | 0 | 0 | 0 | 0 | 0 | 0 | 0 | 0 | 0 | 0 | 2.6383 | 0 | 0 | 0 | 0 | 0
2022 | CAISO_Geothermal_for_Other | CAISO | CAISO | Geothermal | 38.67 | 0 | 0 | 38.67 | 0 | 0 | 0 | 0 | 0 | 0 | 0 | 0 | 0 | 0 | 0 | 2.6383 | 38.67 | 0 | 0 | 0 | 0
2022 | IID_Geothermal_for_Other | IID | IID | Geothermal | 4 | 0 | 0 | 4 | 0 | 0 | 0 | 0 | 0 | 0 | 0 | 0 | 0 | 0 | 0 | 2.6383 | 4 | 0 | 0 | 0 | 0
2022 | LDWP_Geothermal_for_Other | LDWP | LDWP | Geothermal | 171.23 | 0 | 0 | 171.23 | 0 | 0 | 0 | 0 | 0 | 0 | 0 | 0 | 0 | 0 | 0 | 2.6383 | 171.23 | 0 | 0 | 0 | 0
2022 | NW_Geothermal_for_Other | NW | NW | Geothermal | 103.85 | 0 | 0 | 103.85 | 0 | 0 | 0 | 0 | 0 | 0 | 0 | 0 | 0 | 0 | 0 | 2.6383 | 103.85 | 0 | 0 | 0 | 0
2022 | SW_Geothermal_for_Other | SW | SW | Geothermal | 406.91 | 0 | 0 | 406.91 | 0 | 0 | 0 | 0 | 0 | 0 | 0 | 0 | 0 | 0 | 0 | 2.6383 | 406.91 | 0 | 0 | 0 | 0
2022 | CAISO_Geothermal_for_CAISO | CAISO | CAISO | Geothermal | 1812.64 | 0 | 0 | 1812.64 | 0 | 0 | 0 | 0 | 0 | 0 | 0 | 0 | 0 | 0 | 0 | 2.6383 | 1812.64 | 0 | 0 | 0 | 0
2022 | IID_Geothermal_for_CAISO | IID | CAISO | Geothermal | 83 | 0 | 0 | 83 | 0 | 0 | 0 | 0 | 0 | 0 | 0 | 0 | 0 | 0 | 0 | 2.6383 | 83 | 0 | 0 | 0 | 0
2022 | NW_Geothermal_for_CAISO | NW | CAISO | Geothermal | 0 | 0 | 0 | 0 | 0 | 0 | 0 | 0 | 0 | 0 | 0 | 0 | 0 | 0 | 0 | 2.6383 | 0 | 0 | 0 | 0 | 0
2022 | Greater_Imperial_Geothermal | CAISO | CAISO | Geothermal | 0 | 0 | 0 | 0 | Greater_Imperial | 0 | 0 | 0 | 0 | 0 | 0 | 0 | 0 | 0 | 0 | 2.6383 | 0 | 0 | 0 | 0 | 0
2022 | Inyokern_North_Kramer_Geothermal | CAISO | CAISO | Geothermal | 0 | 0 | 0 | 0 | Inyokern_North_Kramer | 0 | 0 | 0 | 0 | 0 | 0 | 0 | 0 | 0 | 0 | 2.6383 | 0 | 0 | 0 | 0 | 0
2022 | Northern_California_Ex_Geothermal | CAISO | CAISO | Geothermal | 0 | 0 | 0 | 0 | Northern_California_Ex | 0 | 0 | 0 | 0 | 0 | 0 | 0 | 0 | 0 | 0 | 2.6383 | 0 | 0 | 0 | 0 | 0
2022 | Pacific_Northwest_Geothermal | CAISO | CAISO | Geothermal | 0 | 0 | 0 | 0 | 0 | 0 | 0 | 0 | 0 | 0 | 0 | 0 | 0 | 0 | 0 | 2.6383 | 0 | 0 | 0 | 0 | 0
2022 | Riverside_Palm_Springs_Geothermal | CAISO | CAISO | Geothermal | 0 | 0 | 0 | 0 | Riverside_Palm_Springs | 0 | 0 | 0 | 0 | 0 | 0 | 0 | 0 | 0 | 0 | 2.6383 | 0 | 0 | 0 | 0 | 0
2022 | Solano_Geothermal | CAISO | CAISO | Geothermal | 0 | 0 | 0 | 0 | Solano | 0 | 0 | 0 | 0 | 0 | 0 | 0 | 0 | 0 | 0 | 2.6383 | 0 | 0 | 0 | 0 | 0
2022 | Southern_Nevada_Geothermal | CAISO | CAISO | Geothermal | 0 | 0 | 0 | 0 | Mountain_Pass_El_Dorado | 0 | 0 | 0 | 0 | 0 | 0 | 0 | 0 | 0 | 0 | 2.6383 | 0 | 0 | 0 | 0 | 0
2026 | BANC_Geothermal_for_Other | BANC | BANC | Geothermal | 0 | 0 | 0 | 0 | 0 | 0 | 0 | 0 | 0 | 0 | 0 | 0 | 0 | 0 | 0 | 2.9938 | 0 | 0 | 0 | 0 | 0
2026 | CAISO_Geothermal_for_Other | CAISO | CAISO | Geothermal | 38.67 | 0 | 0 | 38.67 | 0 | 0 | 0 | 0 | 0 | 0 | 0 | 0 | 0 | 0 | 0 | 2.9938 | 38.67 | 0 | 0 | 0 | 0
2026 | IID_Geothermal_for_Other | IID | IID | Geothermal | 4 | 0 | 0 | 4 | 0 | 0 | 0 | 0 | 0 | 0 | 0 | 0 | 0 | 0 | 0 | 2.9938 | 4 | 0 | 0 | 0 | 0
2026 | LDWP_Geothermal_for_Other | LDWP | LDWP | Geothermal | 256.85 | 0 | 0 | 256.85 | 0 | 0 | 0 | 0 | 0 | 0 | 0 | 0 | 0 | 0 | 0 | 2.9938 | 256.85 | 0 | 0 | 0 | 0
2026 | NW_Geothermal_for_Other | NW | NW | Geothermal | 103.85 | 0 | 0 | 103.85 | 0 | 0 | 0 | 0 | 0 | 0 | 0 | 0 | 0 | 0 | 0 | 2.9938 | 103.85 | 0 | 0 | 0 | 0
2026 | SW_Geothermal_for_Other | SW | SW | Geothermal | 406.91 | 0 | 0 | 406.91 | 0 | 0 | 0 | 0 | 0 | 0 | 0 | 0 | 0 | 0 | 0 | 2.9938 | 406.91 | 0 | 0 | 0 | 0
2026 | CAISO_Geothermal_for_CAISO | CAISO | CAISO | Geothermal | 1812.64 | 0 | 0 | 1812.64 | 0 | 0 | 0 | 0 | 0 | 0 | 0 | 0 | 0 | 0 | 0 | 2.9938 | 1812.64 | 0 | 0 | 0 | 0
2026 | IID_Geothermal_for_CAISO | IID | CAISO | Geothermal | 83 | 0 | 0 | 83 | 0 | 0 | 0 | 0 | 0 | 0 | 0 | 0 | 0 | 0 | 0 | 2.9938 | 83 | 0 | 0 | 0 | 0
2026 | NW_Geothermal_for_CAISO | NW | CAISO | Geothermal | 0 | 0 | 0 | 0 | 0 | 0 | 0 | 0 | 0 | 0 | 0 | 0 | 0 | 0 | 0 | 2.9938 | 0 | 0 | 0 | 0 | 0
2026 | Greater_Imperial_Geothermal | CAISO | CAISO | Geothermal | 0 | 0 | 0 | 0 | Greater_Imperial | 0 | 0 | 0 | 0 | 0 | 0 | 0 | 0 | 0 | 0 | 2.9938 | 0 | 0 | 0 | 0 | 0
2026 | Inyokern_North_Kramer_Geothermal | CAISO | CAISO | Geothermal | 0 | 0 | 0 | 0 | Inyokern_North_Kramer | 0 | 0 | 0 | 0 | 0 | 0 | 0 | 0 | 0 | 0 | 2.9938 | 0 | 0 | 0 | 0 | 0
2026 | Northern_California_Ex_Geothermal | CAISO | CAISO | Geothermal | 0 | 0 | 0 | 0 | Northern_California_Ex | 0 | 0 | 0 | 0 | 0 | 0 | 0 | 0 | 0 | 0 | 2.9938 | 0 | 0 | 0 | 0 | 0
2026 | Pacific_Northwest_Geothermal | CAISO | CAISO | Geothermal | 0 | 0 | 0 | 0 | 0 | 0 | 0 | 0 | 0 | 0 | 0 | 0 | 0 | 0 | 0 | 2.9938 | 0 | 0 | 0 | 0 | 0
2026 | Riverside_Palm_Springs_Geothermal | CAISO | CAISO | Geothermal | 0 | 0 | 0 | 0 | Riverside_Palm_Springs | 0 | 0 | 0 | 0 | 0 | 0 | 0 | 0 | 0 | 0 | 2.9938 | 0 | 0 | 0 | 0 | 0
2026 | Solano_Geothermal | CAISO | CAISO | Geothermal | 0 | 0 | 0 | 0 | Solano | 0 | 0 | 0 | 0 | 0 | 0 | 0 | 0 | 0 | 0 | 2.9938 | 0 | 0 | 0 | 0 | 0
2026 | Southern_Nevada_Geothermal | CAISO | CAISO | Geothermal | 0 | 0 | 0 | 0 | Mountain_Pass_El_Dorado | 0 | 0 | 0 | 0 | 0 | 0 | 0 | 0 | 0 | 0 | 2.9938 | 0 | 0 | 0 | 0 | 0
2030 | BANC_Geothermal_for_Other | BANC | BANC | Geothermal | 0 | 0 | 0 | 0 | 0 | 0 | 0 | 0 | 0 | 0 | 0 | 0 | 0 | 0 | 0 | 4.9706 | 0 | 0 | 0 | 0 | 0
2030 | CAISO_Geothermal_for_Other | CAISO | CAISO | Geothermal | 38.67 | 0 | 0 | 38.67 | 0 | 0 | 0 | 0 | 0 | 0 | 0 | 0 | 0 | 0 | 0 | 4.9706 | 38.67 | 0 | 0 | 0 | 0
2030 | IID_Geothermal_for_Other | IID | IID | Geothermal | 4 | 0 | 0 | 4 | 0 | 0 | 0 | 0 | 0 | 0 | 0 | 0 | 0 | 0 | 0 | 4.9706 | 4 | 0 | 0 | 0 | 0
2030 | LDWP_Geothermal_for_Other | LDWP | LDWP | Geothermal | 262.56 | 0 | 0 | 262.56 | 0 | 0 | 0 | 0 | 0 | 0 | 0 | 0 | 0 | 0 | 0 | 4.9706 | 262.56 | 0 | 0 | 0 | 0
2030 | NW_Geothermal_for_Other | NW | NW | Geothermal | 103.85 | 0 | 0 | 103.85 | 0 | 0 | 0 | 0 | 0 | 0 | 0 | 0 | 0 | 0 | 0 | 4.9706 | 103.85 | 0 | 0 | 0 | 0
2030 | SW_Geothermal_for_Other | SW | SW | Geothermal | 406.91 | 0 | 0 | 406.91 | 0 | 0 | 0 | 0 | 0 | 0 | 0 | 0 | 0 | 0 | 0 | 4.9706 | 406.91 | 0 | 0 | 0 | 0
2030 | CAISO_Geothermal_for_CAISO | CAISO | CAISO | Geothermal | 1812.64 | 0 | 0 | 1812.64 | 0 | 0 | 0 | 0 | 0 | 0 | 0 | 0 | 0 | 0 | 0 | 4.9706 | 1812.64 | 0 | 0 | 0 | 0
2030 | IID_Geothermal_for_CAISO | IID | CAISO | Geothermal | 83 | 0 | 0 | 83 | 0 | 0 | 0 | 0 | 0 | 0 | 0 | 0 | 0 | 0 | 0 | 4.9706 | 83 | 0 | 0 | 0 | 0
2030 | NW_Geothermal_for_CAISO | NW | CAISO | Geothermal | 0 | 0 | 0 | 0 | 0 | 0 | 0 | 0 | 0 | 0 | 0 | 0 | 0 | 0 | 0 | 4.9706 | 0 | 0 | 0 | 0 | 0
2030 | Greater_Imperial_Geothermal | CAISO | CAISO | Geothermal | 0 | 0 | 0 | 0 | Greater_Imperial | 0 | 0 | 0 | 0 | 0 | 0 | 0 | 0 | 0 | 0 | 4.9706 | 0 | 0 | 0 | 0 | 0
2030 | Inyokern_North_Kramer_Geothermal | CAISO | CAISO | Geothermal | 0 | 0 | 0 | 0 | Inyokern_North_Kramer | 0 | 0 | 0 | 0 | 0 | 0 | 0 | 0 | 0 | 0 | 4.9706 | 0 | 0 | 0 | 0 | 0
2030 | Northern_California_Ex_Geothermal | CAISO | CAISO | Geothermal | 0 | 0 | 0 | 0 | Northern_California_Ex | 0 | 0 | 0 | 0 | 0 | 0 | 0 | 0 | 0 | 0 | 4.9706 | 0 | 0 | 0 | 0 | 0
2030 | Pacific_Northwest_Geothermal | CAISO | CAISO | Geothermal | 0 | 0 | 0 | 0 | 0 | 0 | 0 | 0 | 0 | 0 | 0 | 0 | 0 | 0 | 0 | 4.9706 | 0 | 0 | 0 | 0 | 0
2030 | Riverside_Palm_Springs_Geothermal | CAISO | CAISO | Geothermal | 0 | 0 | 0 | 0 | Riverside_Palm_Springs | 0 | 0 | 0 | 0 | 0 | 0 | 0 | 0 | 0 | 0 | 4.9706 | 0 | 0 | 0 | 0 | 0
2030 | Solano_Geothermal | CAISO | CAISO | Geothermal | 0 | 0 | 0 | 0 | Solano | 0 | 0 | 0 | 0 | 0 | 0 | 0 | 0 | 0 | 0 | 4.9706 | 0 | 0 | 0 | 0 | 0
2030 | Southern_Nevada_Geothermal | CAISO | CAISO | Geothermal | 0 | 0 | 0 | 0 | Mountain_Pass_El_Dorado | 0 | 0 | 0 | 0 | 0 | 0 | 0 | 0 | 0 | 0 | 4.9706 | 0 | 0 | 0 | 0 | 0
2045 | BANC_Geothermal_for_Other | BANC | BANC | Geothermal | 0 | 0 | 0 | 0 | 0 | 0 | 0 | 0 | 0 | 0 | 0 | 0 | 0 | 0 | 0 | 6.6952 | 0 | 0 | 0 | 0 | 0
2045 | CAISO_Geothermal_for_Other | CAISO | CAISO | Geothermal | 38.67 | 0 | 0 | 38.67 | 0 | 0 | 0 | 0 | 0 | 0 | 0 | 0 | 0 | 0 | 0 | 6.6952 | 38.67 | 0 | 0 | 0 | 0
2045 | IID_Geothermal_for_Other | IID | IID | Geothermal | 4 | 0 | 0 | 4 | 0 | 0 | 0 | 0 | 0 | 0 | 0 | 0 | 0 | 0 | 0 | 6.6952 | 4 | 0 | 0 | 0 | 0
2045 | LDWP_Geothermal_for_Other | LDWP | LDWP | Geothermal | 262.56 | 0 | 0 | 262.56 | 0 | 0 | 0 | 0 | 0 | 0 | 0 | 0 | 0 | 0 | 0 | 6.6952 | 262.56 | 0 | 0 | 0 | 0
2045 | NW_Geothermal_for_Other | NW | NW | Geothermal | 103.85 | 0 | 0 | 103.85 | 0 | 0 | 0 | 0 | 0 | 0 | 0 | 0 | 0 | 0 | 0 | 6.6952 | 103.85 | 0 | 0 | 0 | 0
2045 | SW_Geothermal_for_Other | SW | SW | Geothermal | 397.54 | 0 | 0 | 397.54 | 0 | 0 | 0 | 0 | 0 | 0 | 0 | 0 | 0 | 0 | 0 | 6.6952 | 397.54 | 0 | 0 | 0 | 0
2045 | CAISO_Geothermal_for_CAISO | CAISO | CAISO | Geothermal | 1812.64 | 0 | 0 | 1812.64 | 0 | 0 | 0 | 0 | 0 | 0 | 0 | 0 | 0 | 0 | 0 | 6.6952 | 1812.64 | 0 | 0 | 0 | 0
2045 | IID_Geothermal_for_CAISO | IID | CAISO | Geothermal | 83 | 0 | 0 | 83 | 0 | 0 | 0 | 0 | 0 | 0 | 0 | 0 | 0 | 0 | 0 | 6.6952 | 83 | 0 | 0 | 0 | 0
2045 | NW_Geothermal_for_CAISO | NW | CAISO | Geothermal | 0 | 0 | 0 | 0 | 0 | 0 | 0 | 0 | 0 | 0 | 0 | 0 | 0 | 0 | 0 | 6.6952 | 0 | 0 | 0 | 0 | 0
2045 | Greater_Imperial_Geothermal | CAISO | CAISO | Geothermal | 0 | 1256.78 | 1256.78 | 1256.78 | Greater_Imperial | 0 | 1256.78 | 0 | 0 | 0 | -36490.21 | 0 | 0 | 715817415.58 | 186935840.67 | 6.6952 | 0 | 0 | 1256.78 | 0 | 0
2045 | Inyokern_North_Kramer_Geothermal | CAISO | CAISO | Geothermal | 0 | 0 | 0 | 0 | Inyokern_North_Kramer | 0 | 0 | 0 | 0 | 0 | 0 | 0 | 0 | 0 | 0 | 6.6952 | 0 | 0 | 0 | 0 | 0
2045 | Northern_California_Ex_Geothermal | CAISO | CAISO | Geothermal | 0 | 469 | 469 | 469 | Northern_California_Ex | 469 | 0 | 0 | 0 | 0 | -17896.23 | 0 | 0 | 267126696.86 | 69760182.63 | 6.6952 | 0 | 0 | 469 | 0 | 0
2045 | Pacific_Northwest_Geothermal | CAISO | CAISO | Geothermal | 0 | 0 | 0 | 0 | 0 | 0 | 0 | 0 | 0 | 0 | 0 | 0 | 0 | 0 | 0 | 6.6952 | 0 | 0 | 0 | 0 | 0
2045 | Riverside_Palm_Springs_Geothermal | CAISO | CAISO | Geothermal | 0 | 0 | 0 | 0 | Riverside_Palm_Springs | 0 | 0 | 0 | 0 | 0 | 0 | 0 | 0 | 0 | 0 | 6.6952 | 0 | 0 | 0 | 0 | 0
2045 | Solano_Geothermal | CAISO | CAISO | Geothermal | 0 | 135 | 135 | 135 | Solano | 57 | 78 | 0 | 0 | 0 | -95416.12 | 0 | 0 | 76891479.91 | 20080223.15 | 6.6952 | 0 | 0 | 135 | 0 | 0
2045 | Southern_Nevada_Geothermal | CAISO | CAISO | Geothermal | 0 | 320 | 320 | 320 | Mountain_Pass_El_Dorado | 250 | 70 | 0 | 0 | 0 | -89261.91 | 0 | 0 | 176811543.31 | 46174364.82 | 6.6952 | 0 | 0 | 320 | 0 | 0
2020 | CAISO_Hydro | CAISO | CAISO | Hydro | 7070.1 | 0 | 0 | 7070.1 | 0 | 0 | 0 | 0 | 0 | 0 | 0 | 0 | 0 | 0 | 0 | 1.4762 | 7070.1 | 0 | 0 | 0 | 0
2020 | NW_Hydro | NW | NW | Hydro | 31478.05 | 0 | 0 | 31478.05 | 0 | 0 | 0 | 0 | 0 | 0 | 0 | 0 | 0 | 0 | 0 | 1.4762 | 31478.05 | 0 | 0 | 0 | 0
2020 | SW_Hydro | SW | SW | Hydro | 2680.31 | 0 | 0 | 2680.31 | 0 | 0 | 0 | 0 | 0 | 0 | 0 | 0 | 0 | 0 | 0 | 1.4762 | 2680.31 | 0 | 0 | 0 | 0
2020 | LDWP_Hydro | LDWP | LDWP | Hydro | 233.7 | 0 | 0 | 233.7 | 0 | 0 | 0 | 0 | 0 | 0 | 0 | 0 | 0 | 0 | 0 | 1.4762 | 233.7 | 0 | 0 | 0 | 0
2020 | BANC_Hydro | BANC | BANC | Hydro | 2724.06 | 0 | 0 | 2724.06 | 0 | 0 | 0 | 0 | 0 | 0 | 0 | 0 | 0 | 0 | 0 | 1.4762 | 2724.06 | 0 | 0 | 0 | 0
2020 | IID_Hydro | IID | IID | Hydro | 83.5 | 0 | 0 | 83.5 | 0 | 0 | 0 | 0 | 0 | 0 | 0 | 0 | 0 | 0 | 0 | 1.4762 | 83.5 | 0 | 0 | 0 | 0
2022 | CAISO_Hydro | CAISO | CAISO | Hydro | 7070.1 | 0 | 0 | 7070.1 | 0 | 0 | 0 | 0 | 0 | 0 | 0 | 0 | 0 | 0 | 0 | 2.6383 | 7070.1 | 0 | 0 | 0 | 0
2022 | NW_Hydro | NW | NW | Hydro | 31478.05 | 0 | 0 | 31478.05 | 0 | 0 | 0 | 0 | 0 | 0 | 0 | 0 | 0 | 0 | 0 | 2.6383 | 31478.05 | 0 | 0 | 0 | 0
2022 | SW_Hydro | SW | SW | Hydro | 2680.31 | 0 | 0 | 2680.31 | 0 | 0 | 0 | 0 | 0 | 0 | 0 | 0 | 0 | 0 | 0 | 2.6383 | 2680.31 | 0 | 0 | 0 | 0
2022 | LDWP_Hydro | LDWP | LDWP | Hydro | 233.7 | 0 | 0 | 233.7 | 0 | 0 | 0 | 0 | 0 | 0 | 0 | 0 | 0 | 0 | 0 | 2.6383 | 233.7 | 0 | 0 | 0 | 0
2022 | BANC_Hydro | BANC | BANC | Hydro | 2724.06 | 0 | 0 | 2724.06 | 0 | 0 | 0 | 0 | 0 | 0 | 0 | 0 | 0 | 0 | 0 | 2.6383 | 2724.06 | 0 | 0 | 0 | 0
2022 | IID_Hydro | IID | IID | Hydro | 83.5 | 0 | 0 | 83.5 | 0 | 0 | 0 | 0 | 0 | 0 | 0 | 0 | 0 | 0 | 0 | 2.6383 | 83.5 | 0 | 0 | 0 | 0
2026 | CAISO_Hydro | CAISO | CAISO | Hydro | 7070.1 | 0 | 0 | 7070.1 | 0 | 0 | 0 | 0 | 0 | 0 | 0 | 0 | 0 | 0 | 0 | 2.9938 | 7070.1 | 0 | 0 | 0 | 0
2026 | NW_Hydro | NW | NW | Hydro | 31478.05 | 0 | 0 | 31478.05 | 0 | 0 | 0 | 0 | 0 | 0 | 0 | 0 | 0 | 0 | 0 | 2.9938 | 31478.05 | 0 | 0 | 0 | 0
2026 | SW_Hydro | SW | SW | Hydro | 2680.31 | 0 | 0 | 2680.31 | 0 | 0 | 0 | 0 | 0 | 0 | 0 | 0 | 0 | 0 | 0 | 2.9938 | 2680.31 | 0 | 0 | 0 | 0
2026 | LDWP_Hydro | LDWP | LDWP | Hydro | 233.7 | 0 | 0 | 233.7 | 0 | 0 | 0 | 0 | 0 | 0 | 0 | 0 | 0 | 0 | 0 | 2.9938 | 233.7 | 0 | 0 | 0 | 0
2026 | BANC_Hydro | BANC | BANC | Hydro | 2724.06 | 0 | 0 | 2724.06 | 0 | 0 | 0 | 0 | 0 | 0 | 0 | 0 | 0 | 0 | 0 | 2.9938 | 2724.06 | 0 | 0 | 0 | 0
2026 | IID_Hydro | IID | IID | Hydro | 83.5 | 0 | 0 | 83.5 | 0 | 0 | 0 | 0 | 0 | 0 | 0 | 0 | 0 | 0 | 0 | 2.9938 | 83.5 | 0 | 0 | 0 | 0
2030 | CAISO_Hydro | CAISO | CAISO | Hydro | 7069.51 | 0 | 0 | 7069.51 | 0 | 0 | 0 | 0 | 0 | 0 | 0 | 0 | 0 | 0 | 0 | 4.9706 | 7069.51 | 0 | 0 | 0 | 0
2030 | NW_Hydro | NW | NW | Hydro | 31295.12 | 0 | 0 | 31295.12 | 0 | 0 | 0 | 0 | 0 | 0 | 0 | 0 | 0 | 0 | 0 | 4.9706 | 31295.12 | 0 | 0 | 0 | 0
2030 | SW_Hydro | SW | SW | Hydro | 2532.43 | 0 | 0 | 2532.43 | 0 | 0 | 0 | 0 | 0 | 0 | 0 | 0 | 0 | 0 | 0 | 4.9706 | 2532.43 | 0 | 0 | 0 | 0
2030 | LDWP_Hydro | LDWP | LDWP | Hydro | 233.7 | 0 | 0 | 233.7 | 0 | 0 | 0 | 0 | 0 | 0 | 0 | 0 | 0 | 0 | 0 | 4.9706 | 233.7 | 0 | 0 | 0 | 0
2030 | BANC_Hydro | BANC | BANC | Hydro | 2724.06 | 0 | 0 | 2724.06 | 0 | 0 | 0 | 0 | 0 | 0 | 0 | 0 | 0 | 0 | 0 | 4.9706 | 2724.06 | 0 | 0 | 0 | 0
2030 | IID_Hydro | IID | IID | Hydro | 83.5 | 0 | 0 | 83.5 | 0 | 0 | 0 | 0 | 0 | 0 | 0 | 0 | 0 | 0 | 0 | 4.9706 | 83.5 | 0 | 0 | 0 | 0
2045 | CAISO_Hydro | CAISO | CAISO | Hydro | 7069.51 | 0 | 0 | 7069.51 | 0 | 0 | 0 | 0 | 0 | 0 | 0 | 0 | 0 | 0 | 0 | 6.6952 | 7069.51 | 0 | 0 | 0 | 0
2045 | NW_Hydro | NW | NW | Hydro | 31287.62 | 0 | 0 | 31287.62 | 0 | 0 | 0 | 0 | 0 | 0 | 0 | 0 | 0 | 0 | 0 | 6.6952 | 31287.62 | 0 | 0 | 0 | 0
2045 | SW_Hydro | SW | SW | Hydro | 2532.43 | 0 | 0 | 2532.43 | 0 | 0 | 0 | 0 | 0 | 0 | 0 | 0 | 0 | 0 | 0 | 6.6952 | 2532.43 | 0 | 0 | 0 | 0
2045 | LDWP_Hydro | LDWP | LDWP | Hydro | 233.7 | 0 | 0 | 233.7 | 0 | 0 | 0 | 0 | 0 | 0 | 0 | 0 | 0 | 0 | 0 | 6.6952 | 233.7 | 0 | 0 | 0 | 0
2045 | BANC_Hydro | BANC | BANC | Hydro | 2724.06 | 0 | 0 | 2724.06 | 0 | 0 | 0 | 0 | 0 | 0 | 0 | 0 | 0 | 0 | 0 | 6.6952 | 2724.06 | 0 | 0 | 0 | 0
2045 | IID_Hydro | IID | IID | Hydro | 83.5 | 0 | 0 | 83.5 | 0 | 0 | 0 | 0 | 0 | 0 | 0 | 0 | 0 | 0 | 0 | 6.6952 | 83.5 | 0 | 0 | 0 | 0
2020 | NW_Hydro_for_CAISO | CAISO_NW_Hydro | CAISO_NW_Hydro | Hydro_NW_CAISO | 2851.77 | 0 | 0 | 2851.77 | 0 | 0 | 0 | 0 | 0 | 0 | 0 | 0 | 0 | 0 | 0 | 1.4762 | 2851.77 | 0 | 0 | 0 | 0
2022 | NW_Hydro_for_CAISO | CAISO_NW_Hydro | CAISO_NW_Hydro | Hydro_NW_CAISO | 2851.77 | 0 | 0 | 2851.77 | 0 | 0 | 0 | 0 | 0 | 0 | 0 | 0 | 0 | 0 | 0 | 2.6383 | 2851.77 | 0 | 0 | 0 | 0
2026 | NW_Hydro_for_CAISO | CAISO_NW_Hydro | CAISO_NW_Hydro | Hydro_NW_CAISO | 2851.77 | 0 | 0 | 2851.77 | 0 | 0 | 0 | 0 | 0 | 0 | 0 | 0 | 0 | 0 | 0 | 2.9938 | 2851.77 | 0 | 0 | 0 | 0
2030 | NW_Hydro_for_CAISO | CAISO_NW_Hydro | CAISO_NW_Hydro | Hydro_NW_CAISO | 2851.77 | 0 | 0 | 2851.77 | 0 | 0 | 0 | 0 | 0 | 0 | 0 | 0 | 0 | 0 | 0 | 4.9706 | 2851.77 | 0 | 0 | 0 | 0
2045 | NW_Hydro_for_CAISO | CAISO_NW_Hydro | CAISO_NW_Hydro | Hydro_NW_CAISO | 2851.77 | 0 | 0 | 2851.77 | 0 | 0 | 0 | 0 | 0 | 0 | 0 | 0 | 0 | 0 | 0 | 6.6952 | 2851.77 | 0 | 0 | 0 | 0
2020 | Hydrogen_electrolysis | CAISO | CAISO | Hydrogen_Electrolysis | 0 | 0 | 0 | 0 | 0 | 0 | 0 | 0 | 0 | 0 | 0 | 0 | 0 | 0 | 0 | 1.4762 | 0 | 0 | 0 | 0 | 0
2022 | Hydrogen_electrolysis | CAISO | CAISO | Hydrogen_Electrolysis | 0 | 0 | 0 | 0 | 0 | 0 | 0 | 0 | 0 | 0 | 0 | 0 | 0 | 0 | 0 | 2.6383 | 0 | 0 | 0 | 0 | 0
2026 | Hydrogen_electrolysis | CAISO | CAISO | Hydrogen_Electrolysis | 0 | 0 | 0 | 0 | 0 | 0 | 0 | 0 | 0 | 0 | 0 | 0 | 0 | 0 | 0 | 2.9938 | 0 | 0 | 0 | 0 | 0
2030 | Hydrogen_electrolysis | CAISO | CAISO | Hydrogen_Electrolysis | 0 | 0 | 0 | 0 | 0 | 0 | 0 | 0 | 0 | 0 | 0 | 0 | 0 | 0 | 0 | 4.9706 | 0 | 0 | 0 | 0 | 0
2045 | Hydrogen_electrolysis | CAISO | CAISO | Hydrogen_Electrolysis | 0 | 0 | 0 | 0 | 0 | 0 | 0 | 0 | 0 | 369.34 | 0 | 0 | 0 | 0 | 0 | 6.6952 | 369.34 | 0 | 0 | 0 | 0
2020 | IID_CCGT | IID | IID | IID_CCGT | 255.3 | 0 | 0 | 255.3 | 0 | 0 | 0 | 0 | 0 | 0 | 0 | 127.65 | 2 | 0 | 0 | 1.4762 | 255.3 | 0 | 0 | 0 | 0
2022 | IID_CCGT | IID | IID | IID_CCGT | 255.3 | 0 | 0 | 255.3 | 0 | 0 | 0 | 0 | 0 | 0 | 0 | 127.65 | 2 | 0 | 0 | 2.6383 | 255.3 | 0 | 0 | 0 | 0
2026 | IID_CCGT | IID | IID | IID_CCGT | 255.3 | 0 | 0 | 255.3 | 0 | 0 | 0 | 0 | 0 | 0 | 0 | 127.65 | 2 | 0 | 0 | 2.9938 | 255.3 | 0 | 0 | 0 | 0
2030 | IID_CCGT | IID | IID | IID_CCGT | 255.3 | 0 | 0 | 255.3 | 0 | 0 | 0 | 0 | 0 | 0 | 0 | 127.65 | 2 | 0 | 0 | 4.9706 | 255.3 | 0 | 0 | 0 | 0
2045 | IID_CCGT | IID | IID | IID_CCGT | 255.3 | 0 | 0 | 255.3 | 0 | 0 | 0 | 0 | 0 | 0 | 0 | 127.65 | 2 | 0 | 0 | 6.6952 | 255.3 | 0 | 0 | 0 | 0
2020 | IID_Peaker | IID | IID | IID_Peaker | 397 | 0 | 0 | 397 | 0 | 0 | 0 | 0 | 0 | 0 | 0 | 36.09 | 11 | 0 | 0 | 1.4762 | 397 | 0 | 0 | 0 | 0
2022 | IID_Peaker | IID | IID | IID_Peaker | 397 | 0 | 0 | 397 | 0 | 0 | 0 | 0 | 0 | 0 | 0 | 36.09 | 11 | 0 | 0 | 2.6383 | 397 | 0 | 0 | 0 | 0
2026 | IID_Peaker | IID | IID | IID_Peaker | 327 | 0 | 0 | 327 | 0 | 0 | 0 | 0 | 0 | 0 | 0 | 36.09 | 9.06 | 0 | 0 | 2.9938 | 327 | 0 | 0 | 0 | 0
2030 | IID_Peaker | IID | IID | IID_Peaker | 327 | 0 | 0 | 327 | 0 | 0 | 0 | 0 | 0 | 0 | 0 | 36.09 | 9.06 | 0 | 0 | 4.9706 | 327 | 0 | 0 | 0 | 0
2045 | IID_Peaker | IID | IID | IID_Peaker | 327 | 0 | 0 | 327 | 0 | 0 | 0 | 0 | 0 | 0 | 0 | 36.09 | 9.06 | 0 | 0 | 6.6952 | 327 | 0 | 0 | 0 | 0
2020 | LDWP_CCGT | LDWP | LDWP | LDWP_CCGT | 2291.7 | 0 | 0 | 2291.7 | 0 | 0 | 0 | 0 | 0 | 0 | 0 | 385.96 | 5.94 | 0 | 0 | 1.4762 | 2291.7 | 0 | 0 | 0 | 0
2022 | LDWP_CCGT | LDWP | LDWP | LDWP_CCGT | 2291.7 | 0 | 0 | 2291.7 | 0 | 0 | 0 | 0 | 0 | 0 | 0 | 385.96 | 5.94 | 0 | 0 | 2.6383 | 2291.7 | 0 | 0 | 0 | 0
2026 | LDWP_CCGT | LDWP | LDWP | LDWP_CCGT | 2985.7 | 0 | 0 | 2985.7 | 0 | 0 | 0 | 0 | 0 | 0 | 0 | 385.96 | 7.74 | 0 | 0 | 2.9938 | 2985.7 | 0 | 0 | 0 | 0
2030 | LDWP_CCGT | LDWP | LDWP | LDWP_CCGT | 2754.7 | 0 | 0 | 2754.7 | 0 | 0 | 0 | 0 | 0 | 0 | 0 | 385.96 | 7.14 | 0 | 0 | 4.9706 | 2754.7 | 0 | 0 | 0 | 0
2045 | LDWP_CCGT | LDWP | LDWP | LDWP_CCGT | 2754.7 | 0 | 0 | 2754.7 | 0 | 0 | 0 | 0 | 0 | 0 | 0 | 385.96 | 7.14 | 0 | 0 | 6.6952 | 2754.7 | 0 | 0 | 0 | 0
2020 | LDWP_Coal | LDWP | LDWP | LDWP_Coal | 1699.94 | 0 | 0 | 1699.94 | 0 | 0 | 0 | 0 | 0 | 0 | 0 | 849.97 | 2 | 0 | 0 | 1.4762 | 1699.94 | 0 | 0 | 0 | 0
2022 | LDWP_Coal | LDWP | LDWP | LDWP_Coal | 1699.94 | 0 | 0 | 1699.94 | 0 | 0 | 0 | 0 | 0 | 0 | 0 | 849.97 | 2 | 0 | 0 | 2.6383 | 1699.94 | 0 | 0 | 0 | 0
2026 | LDWP_Coal | LDWP | LDWP | LDWP_Coal | 0 | 0 | 0 | 0 | 0 | 0 | 0 | 0 | 0 | 0 | 0 | 849.97 | 0 | 0 | 0 | 2.9938 | 0 | 0 | 0 | 0 | 0
2030 | LDWP_Coal | LDWP | LDWP | LDWP_Coal | 0 | 0 | 0 | 0 | 0 | 0 | 0 | 0 | 0 | 0 | 0 | 849.97 | 0 | 0 | 0 | 4.9706 | 0 | 0 | 0 | 0 | 0
2045 | LDWP_Coal | LDWP | LDWP | LDWP_Coal | 0 | 0 | 0 | 0 | 0 | 0 | 0 | 0 | 0 | 0 | 0 | 849.97 | 0 | 0 | 0 | 6.6952 | 0 | 0 | 0 | 0 | 0
2020 | LDWP_Nuclear | LDWP | LDWP | LDWP_Nuclear | 407 | 0 | 0 | 407 | 0 | 0 | 0 | 0 | 0 | 0 | 0 | 0 | 0 | 0 | 0 | 1.4762 | 407 | 0 | 0 | 0 | 0
2022 | LDWP_Nuclear | LDWP | LDWP | LDWP_Nuclear | 407 | 0 | 0 | 407 | 0 | 0 | 0 | 0 | 0 | 0 | 0 | 0 | 0 | 0 | 0 | 2.6383 | 407 | 0 | 0 | 0 | 0
2026 | LDWP_Nuclear | LDWP | LDWP | LDWP_Nuclear | 407 | 0 | 0 | 407 | 0 | 0 | 0 | 0 | 0 | 0 | 0 | 0 | 0 | 0 | 0 | 2.9938 | 407 | 0 | 0 | 0 | 0
2030 | LDWP_Nuclear | LDWP | LDWP | LDWP_Nuclear | 407 | 0 | 0 | 407 | 0 | 0 | 0 | 0 | 0 | 0 | 0 | 0 | 0 | 0 | 0 | 4.9706 | 407 | 0 | 0 | 0 | 0
2045 | LDWP_Nuclear | LDWP | LDWP | LDWP_Nuclear | 407 | 0 | 0 | 407 | 0 | 0 | 0 | 0 | 0 | 0 | 0 | 0 | 0 | 0 | 0 | 6.6952 | 407 | 0 | 0 | 0 | 0
2020 | LDWP_Peaker | LDWP | LDWP | LDWP_Peaker | 1545 | 0 | 0 | 1545 | 0 | 0 | 0 | 0 | 0 | 0 | 0 | 82.35 | 18.76 | 0 | 0 | 1.4762 | 1545 | 0 | 0 | 0 | 0
2022 | LDWP_Peaker | LDWP | LDWP | LDWP_Peaker | 1545 | 0 | 0 | 1545 | 0 | 0 | 0 | 0 | 0 | 0 | 0 | 82.35 | 18.76 | 0 | 0 | 2.6383 | 1545 | 0 | 0 | 0 | 0
2026 | LDWP_Peaker | LDWP | LDWP | LDWP_Peaker | 1647 | 0 | 0 | 1647 | 0 | 0 | 0 | 0 | 0 | 0 | 0 | 82.35 | 20 | 0 | 0 | 2.9938 | 1647 | 0 | 0 | 0 | 0
2030 | LDWP_Peaker | LDWP | LDWP | LDWP_Peaker | 1647 | 0 | 0 | 1647 | 0 | 0 | 0 | 0 | 0 | 0 | 0 | 82.35 | 20 | 0 | 0 | 4.9706 | 1647 | 0 | 0 | 0 | 0
2045 | LDWP_Peaker | LDWP | LDWP | LDWP_Peaker | 1647 | 0 | 0 | 1647 | 0 | 0 | 0 | 0 | 0 | 0 | 0 | 82.35 | 20 | 0 | 0 | 6.6952 | 1647 | 0 | 0 | 0 | 0
2020 | LDWP_ST | LDWP | LDWP | LDWP_ST | 992 | 0 | 0 | 992 | 0 | 0 | 0 | 0 | 0 | 0 | 0 | 110.22 | 9 | 0 | 0 | 1.4762 | 992 | 0 | 0 | 0 | 0
2022 | LDWP_ST | LDWP | LDWP | LDWP_ST | 992 | 0 | 0 | 992 | 0 | 0 | 0 | 0 | 0 | 0 | 0 | 110.22 | 9 | 0 | 0 | 2.6383 | 992 | 0 | 0 | 0 | 0
2026 | LDWP_ST | LDWP | LDWP | LDWP_ST | 371 | 0 | 0 | 371 | 0 | 0 | 0 | 0 | 0 | 0 | 0 | 110.22 | 3.37 | 0 | 0 | 2.9938 | 371 | 0 | 0 | 0 | 0
2030 | LDWP_ST | LDWP | LDWP | LDWP_ST | 197 | 0 | 0 | 197 | 0 | 0 | 0 | 0 | 0 | 0 | 0 | 110.22 | 1.79 | 0 | 0 | 4.9706 | 197 | 0 | 0 | 0 | 0
2045 | LDWP_ST | LDWP | LDWP | LDWP_ST | 197 | 0 | 0 | 197 | 0 | 0 | 0 | 0 | 0 | 0 | 0 | 110.22 | 1.79 | 0 | 0 | 6.6952 | 197 | 0 | 0 | 0 | 0
2020 | CAISO_New_Li_Battery | CAISO | CAISO | Li_Battery | 0 | 833.21 | 833.21 | 833.21 | 0 | 0 | 0 | 0 | 0 | 0 | 0 | 0 | 0 | 50055270.23 | 3959964.55 | 1.4762 | 0 | 0 | 833.21 | 0 | 833.21
2020 | CAISO_New_Li_Battery_2 | CAISO | CAISO | Li_Battery | 0 | 0 | 0 | 0 | 0 | 0 | 0 | 0 | 0 | 0 | 0 | 0 | 0 | 0 | 0 | 1.4762 | 0 | 0 | 0 | 0 | 0
2020 | CAISO_New_Li_Battery_3 | CAISO | CAISO | Li_Battery | 0 | 0 | 0 | 0 | 0 | 0 | 0 | 0 | 0 | 0 | 0 | 0 | 0 | 0 | 0 | 1.4762 | 0 | 0 | 0 | 0 | 0
2020 | CAISO_New_Li_Battery_4 | CAISO | CAISO | Li_Battery | 0 | 0 | 0 | 0 | 0 | 0 | 0 | 0 | 0 | 0 | 0 | 0 | 0 | 0 | 0 | 1.4762 | 0 | 0 | 0 | 0 | 0
2020 | CAISO_New_Li_Battery_5 | CAISO | CAISO | Li_Battery | 0 | 0 | 0 | 0 | 0 | 0 | 0 | 0 | 0 | 0 | 0 | 0 | 0 | 0 | 0 | 1.4762 | 0 | 0 | 0 | 0 | 0
2020 | CAISO_New_Li_Battery_6 | CAISO | CAISO | Li_Battery | 0 | 0 | 0 | 0 | 0 | 0 | 0 | 0 | 0 | 0 | 0 | 0 | 0 | 0 | 0 | 1.4762 | 0 | 0 | 0 | 0 | 0
2022 | CAISO_New_Li_Battery | CAISO | CAISO | Li_Battery | 0 | 2179.29 | 3012.5 | 3012.5 | 0 | 0 | 0 | 0 | 0 | 0 | 0 | 0 | 0 | 267204433.77 | 25854068.31 | 2.6383 | 0 | 0 | 3012.5 | 0 | 1282.04
2022 | CAISO_New_Li_Battery_2 | CAISO | CAISO | Li_Battery | 0 | 0 | 0 | 0 | 0 | 0 | 0 | 0 | 0 | 0 | 0 | 0 | 0 | 0 | 0 | 2.6383 | 0 | 0 | 0 | 0 | 0
2022 | CAISO_New_Li_Battery_3 | CAISO | CAISO | Li_Battery | 0 | 0 | 0 | 0 | 0 | 0 | 0 | 0 | 0 | 0 | 0 | 0 | 0 | 0 | 0 | 2.6383 | 0 | 0 | 0 | 0 | 0
2022 | CAISO_New_Li_Battery_4 | CAISO | CAISO | Li_Battery | 0 | 0 | 0 | 0 | 0 | 0 | 0 | 0 | 0 | 0 | 0 | 0 | 0 | 0 | 0 | 2.6383 | 0 | 0 | 0 | 0 | 0
2022 | CAISO_New_Li_Battery_5 | CAISO | CAISO | Li_Battery | 0 | 0 | 0 | 0 | 0 | 0 | 0 | 0 | 0 | 0 | 0 | 0 | 0 | 0 | 0 | 2.6383 | 0 | 0 | 0 | 0 | 0
2022 | CAISO_New_Li_Battery_6 | CAISO | CAISO | Li_Battery | 0 | 0 | 0 | 0 | 0 | 0 | 0 | 0 | 0 | 0 | 0 | 0 | 0 | 0 | 0 | 2.6383 | 0 | 0 | 0 | 0 | 0
2026 | CAISO_New_Li_Battery | CAISO | CAISO | Li_Battery | 0 | 3401.1 | 6413.6 | 6413.6 | 0 | 0 | 0 | 0 | 0 | 0 | 0 | 0 | 0 | 524444398.83 | 55080031.7 | 2.9938 | 0 | 0 | 6413.6 | 0 | 1479.31
2026 | CAISO_New_Li_Battery_2 | CAISO | CAISO | Li_Battery | 0 | 0 | 0 | 0 | 0 | 0 | 0 | 0 | 0 | 0 | 0 | 0 | 0 | 0 | 0 | 2.9938 | 0 | 0 | 0 | 0 | 0
2026 | CAISO_New_Li_Battery_3 | CAISO | CAISO | Li_Battery | 0 | 0 | 0 | 0 | 0 | 0 | 0 | 0 | 0 | 0 | 0 | 0 | 0 | 0 | 0 | 2.9938 | 0 | 0 | 0 | 0 | 0
2026 | CAISO_New_Li_Battery_4 | CAISO | CAISO | Li_Battery | 0 | 0 | 0 | 0 | 0 | 0 | 0 | 0 | 0 | 0 | 0 | 0 | 0 | 0 | 0 | 2.9938 | 0 | 0 | 0 | 0 | 0
2026 | CAISO_New_Li_Battery_5 | CAISO | CAISO | Li_Battery | 0 | 0 | 0 | 0 | 0 | 0 | 0 | 0 | 0 | 0 | 0 | 0 | 0 | 0 | 0 | 2.9938 | 0 | 0 | 0 | 0 | 0
2026 | CAISO_New_Li_Battery_6 | CAISO | CAISO | Li_Battery | 0 | 0 | 0 | 0 | 0 | 0 | 0 | 0 | 0 | 0 | 0 | 0 | 0 | 0 | 0 | 2.9938 | 0 | 0 | 0 | 0 | 0
2030 | CAISO_New_Li_Battery | CAISO | CAISO | Li_Battery | 0 | 1973.88 | 8387.49 | 8387.49 | 0 | 0 | 0 | 0 | 0 | 0 | -3393.59 | 0 | 0 | 707711744.53 | 77328940.41 | 4.9706 | 0 | 0 | 8387.49 | 0 | 1479.31
2030 | CAISO_New_Li_Battery_2 | CAISO | CAISO | Li_Battery | 0 | 1386.3 | 1386.3 | 1386.3 | 0 | 0 | 0 | 0 | 0 | 0 | 0 | 0 | 0 | 45903707.37 | 4731297.14 | 4.9706 | 0 | 0 | 1386.3 | 0 | 0
2030 | CAISO_New_Li_Battery_3 | CAISO | CAISO | Li_Battery | 0 | 0 | 0 | 0 | 0 | 0 | 0 | 0 | 0 | 0 | 0 | 0 | 0 | 0 | 0 | 4.9706 | 0 | 0 | 0 | 0 | 0
2030 | CAISO_New_Li_Battery_4 | CAISO | CAISO | Li_Battery | 0 | 0 | 0 | 0 | 0 | 0 | 0 | 0 | 0 | 0 | 0 | 0 | 0 | 0 | 0 | 4.9706 | 0 | 0 | 0 | 0 | 0
2030 | CAISO_New_Li_Battery_5 | CAISO | CAISO | Li_Battery | 0 | 0 | 0 | 0 | 0 | 0 | 0 | 0 | 0 | 0 | 0 | 0 | 0 | 0 | 0 | 4.9706 | 0 | 0 | 0 | 0 | 0
2030 | CAISO_New_Li_Battery_6 | CAISO | CAISO | Li_Battery | 0 | 0 | 0 | 0 | 0 | 0 | 0 | 0 | 0 | 0 | 0 | 0 | 0 | 0 | 0 | 4.9706 | 0 | 0 | 0 | 0 | 0
2045 | CAISO_New_Li_Battery | CAISO | CAISO | Li_Battery | 0 | 987.78 | 9375.27 | 9375.27 | 0 | 0 | 0 | 0 | 0 | 0 | 0 | 0 | 0 | 1125257394.71 | 132266837.55 | 6.6952 | 0 | 0 | 9375.27 | 0 | 1479.31
2045 | CAISO_New_Li_Battery_2 | CAISO | CAISO | Li_Battery | 0 | 3768.52 | 5154.82 | 5154.82 | 0 | 0 | 0 | 0 | 0 | 0 | 0 | 0 | 0 | 557119646.23 | 69882756.86 | 6.6952 | 0 | 0 | 5154.82 | 0 | 0
2045 | CAISO_New_Li_Battery_3 | CAISO | CAISO | Li_Battery | 0 | 5101.61 | 5101.61 | 5101.61 | 0 | 0 | 0 | 0 | 0 | 0 | 0 | 0 | 0 | 544572605.99 | 68505784.81 | 6.6952 | 0 | 0 | 5101.61 | 0 | 0
2045 | CAISO_New_Li_Battery_4 | CAISO | CAISO | Li_Battery | 0 | 5023.47 | 5023.47 | 5023.47 | 0 | 0 | 0 | 0 | 0 | 0 | 0 | 0 | 0 | 571300701.88 | 72139105.04 | 6.6952 | 0 | 0 | 5023.47 | 0 | 0
2045 | CAISO_New_Li_Battery_5 | CAISO | CAISO | Li_Battery | 0 | 15772.92 | 15772.92 | 15772.92 | 0 | 0 | 0 | 0 | 0 | 0 | 0 | 0 | 0 | 1724301395.7 | 217226388.14 | 6.6952 | 0 | 0 | 15772.92 | 0 | 0
2045 | CAISO_New_Li_Battery_6 | CAISO | CAISO | Li_Battery | 0 | 12027.7 | 12027.7 | 12027.7 | 0 | 0 | 0 | 0 | 0 | 0 | 0 | 0 | 0 | 1326250107.47 | 167165992.7 | 6.6952 | 0 | 0 | 12027.7 | 0 | 0
2020 | NW_CCGT | NW | NW | NW_CCGT | 9068.31 | 0 | 0 | 9068.31 | 0 | 0 | 0 | 0 | 0 | 0 | 0 | 341.91 | 26.52 | 0 | 0 | 1.4762 | 9068.31 | 0 | 0 | 0 | 0
2022 | NW_CCGT | NW | NW | NW_CCGT | 9573.43 | 0 | 0 | 9573.43 | 0 | 0 | 0 | 0 | 0 | 0 | 0 | 341.91 | 28 | 0 | 0 | 2.6383 | 9573.43 | 0 | 0 | 0 | 0
2026 | NW_CCGT | NW | NW | NW_CCGT | 9573.43 | 0 | 0 | 9573.43 | 0 | 0 | 0 | 0 | 0 | 0 | 0 | 341.91 | 28 | 0 | 0 | 2.9938 | 9573.43 | 0 | 0 | 0 | 0
2030 | NW_CCGT | NW | NW | NW_CCGT | 9573.43 | 0 | 0 | 9573.43 | 0 | 0 | 0 | 0 | 0 | 0 | 0 | 341.91 | 28 | 0 | 0 | 4.9706 | 9573.43 | 0 | 0 | 0 | 0
2045 | NW_CCGT | NW | NW | NW_CCGT | 9573.43 | 0 | 0 | 9573.43 | 0 | 0 | 0 | 0 | 0 | 0 | 0 | 341.91 | 28 | 0 | 0 | 6.6952 | 9573.43 | 0 | 0 | 0 | 0
2020 | NW_Coal | NW | NW | NW_Coal | 10664.8 | 0 | 0 | 10664.8 | 0 | 0 | 0 | 0 | 0 | 0 | 0 | 367.75 | 29 | 0 | 0 | 1.4762 | 10664.8 | 0 | 0 | 0 | 0
2022 | NW_Coal | NW | NW | NW_Coal | 8795.8 | 0 | 0 | 8795.8 | 0 | 0 | 0 | 0 | 0 | 0 | 0 | 367.75 | 23.92 | 0 | 0 | 2.6383 | 8795.8 | 0 | 0 | 0 | 0
2026 | NW_Coal | NW | NW | NW_Coal | 8125.8 | 0 | 0 | 8125.8 | 0 | 0 | 0 | 0 | 0 | 0 | 0 | 367.75 | 22.1 | 0 | 0 | 2.9938 | 8125.8 | 0 | 0 | 0 | 0
2030 | NW_Coal | NW | NW | NW_Coal | 7363.8 | 0 | 0 | 7363.8 | 0 | 0 | 0 | 0 | 0 | 0 | 0 | 367.75 | 20.02 | 0 | 0 | 4.9706 | 7363.8 | 0 | 0 | 0 | 0
2045 | NW_Coal | NW | NW | NW_Coal | 7363.8 | 0 | 0 | 7363.8 | 0 | 0 | 0 | 0 | 0 | 0 | 0 | 367.75 | 20.02 | 0 | 0 | 6.6952 | 7363.8 | 0 | 0 | 0 | 0
2020 | NW_Nuclear | NW | NW | NW_Nuclear | 1756.56 | 0 | 0 | 1756.56 | 0 | 0 | 0 | 0 | 0 | 0 | 0 | 0 | 0 | 0 | 0 | 1.4762 | 1756.56 | 0 | 0 | 0 | 0
2022 | NW_Nuclear | NW | NW | NW_Nuclear | 1756.56 | 0 | 0 | 1756.56 | 0 | 0 | 0 | 0 | 0 | 0 | 0 | 0 | 0 | 0 | 0 | 2.6383 | 1756.56 | 0 | 0 | 0 | 0
2026 | NW_Nuclear | NW | NW | NW_Nuclear | 1756.56 | 0 | 0 | 1756.56 | 0 | 0 | 0 | 0 | 0 | 0 | 0 | 0 | 0 | 0 | 0 | 2.9938 | 1756.56 | 0 | 0 | 0 | 0
2030 | NW_Nuclear | NW | NW | NW_Nuclear | 1756.56 | 0 | 0 | 1756.56 | 0 | 0 | 0 | 0 | 0 | 0 | 0 | 0 | 0 | 0 | 0 | 4.9706 | 1756.56 | 0 | 0 | 0 | 0
2045 | NW_Nuclear | NW | NW | NW_Nuclear | 1756.56 | 0 | 0 | 1756.56 | 0 | 0 | 0 | 0 | 0 | 0 | 0 | 0 | 0 | 0 | 0 | 6.6952 | 1756.56 | 0 | 0 | 0 | 0
2020 | NW_Peaker | NW | NW | NW_Peaker | 2993.17 | 0 | 0 | 2993.17 | 0 | 0 | 0 | 0 | 0 | 0 | 0 | 29.06 | 103 | 0 | 0 | 1.4762 | 2993.17 | 0 | 0 | 0 | 0
2022 | NW_Peaker | NW | NW | NW_Peaker | 2993.17 | 0 | 0 | 2993.17 | 0 | 0 | 0 | 0 | 0 | 0 | 0 | 29.06 | 103 | 0 | 0 | 2.6383 | 2993.17 | 0 | 0 | 0 | 0
2026 | NW_Peaker | NW | NW | NW_Peaker | 2993.17 | 0 | 0 | 2993.17 | 0 | 0 | 0 | 0 | 0 | 0 | 0 | 29.06 | 103 | 0 | 0 | 2.9938 | 2993.17 | 0 | 0 | 0 | 0
2030 | NW_Peaker | NW | NW | NW_Peaker | 2993.17 | 0 | 0 | 2993.17 | 0 | 0 | 0 | 0 | 0 | 0 | 0 | 29.06 | 103 | 0 | 0 | 4.9706 | 2993.17 | 0 | 0 | 0 | 0
2045 | NW_Peaker | NW | NW | NW_Peaker | 2587.53 | 0 | 0 | 2587.53 | 0 | 0 | 0 | 0 | 0 | 0 | 0 | 29.06 | 89.04 | 0 | 0 | 6.6952 | 2587.53 | 0 | 0 | 0 | 0
2020 | Cape_Mendocino_Offshore_Wind | CAISO | CAISO | Offshore_Wind | 0 | 0 | 0 | 0 | 0 | 0 | 0 | 0 | 0 | 0 | 0 | 0 | 0 | 0 | 0 | 1.4762 | 0 | 0 | 0 | 0 | 0
2020 | Del_Norte_Offshore_Wind | CAISO | CAISO | Offshore_Wind | 0 | 0 | 0 | 0 | 0 | 0 | 0 | 0 | 0 | 0 | 0 | 0 | 0 | 0 | 0 | 1.4762 | 0 | 0 | 0 | 0 | 0
2020 | Diablo_Canyon_Offshore_Wind | CAISO | CAISO | Offshore_Wind | 0 | 0 | 0 | 0 | 0 | 0 | 0 | 0 | 0 | 0 | 0 | 0 | 0 | 0 | 0 | 1.4762 | 0 | 0 | 0 | 0 | 0
2020 | Humboldt_Bay_Offshore_Wind | CAISO | CAISO | Offshore_Wind | 0 | 0 | 0 | 0 | 0 | 0 | 0 | 0 | 0 | 0 | 0 | 0 | 0 | 0 | 0 | 1.4762 | 0 | 0 | 0 | 0 | 0
2020 | Morro_Bay_Offshore_Wind | CAISO | CAISO | Offshore_Wind | 0 | 0 | 0 | 0 | 0 | 0 | 0 | 0 | 0 | 0 | 0 | 0 | 0 | 0 | 0 | 1.4762 | 0 | 0 | 0 | 0 | 0
2022 | Cape_Mendocino_Offshore_Wind | CAISO | CAISO | Offshore_Wind | 0 | 0 | 0 | 0 | 0 | 0 | 0 | 0 | 0 | 0 | 0 | 0 | 0 | 0 | 0 | 2.6383 | 0 | 0 | 0 | 0 | 0
2022 | Del_Norte_Offshore_Wind | CAISO | CAISO | Offshore_Wind | 0 | 0 | 0 | 0 | 0 | 0 | 0 | 0 | 0 | 0 | 0 | 0 | 0 | 0 | 0 | 2.6383 | 0 | 0 | 0 | 0 | 0
2022 | Diablo_Canyon_Offshore_Wind | CAISO | CAISO | Offshore_Wind | 0 | 0 | 0 | 0 | 0 | 0 | 0 | 0 | 0 | 0 | 0 | 0 | 0 | 0 | 0 | 2.6383 | 0 | 0 | 0 | 0 | 0
2022 | Humboldt_Bay_Offshore_Wind | CAISO | CAISO | Offshore_Wind | 0 | 0 | 0 | 0 | 0 | 0 | 0 | 0 | 0 | 0 | 0 | 0 | 0 | 0 | 0 | 2.6383 | 0 | 0 | 0 | 0 | 0
2022 | Morro_Bay_Offshore_Wind | CAISO | CAISO | Offshore_Wind | 0 | 0 | 0 | 0 | 0 | 0 | 0 | 0 | 0 | 0 | 0 | 0 | 0 | 0 | 0 | 2.6383 | 0 | 0 | 0 | 0 | 0
2026 | Cape_Mendocino_Offshore_Wind | CAISO | CAISO | Offshore_Wind | 0 | 0 | 0 | 0 | 0 | 0 | 0 | 0 | 0 | 0 | 0 | 0 | 0 | 0 | 0 | 2.9938 | 0 | 0 | 0 | 0 | 0
2026 | Del_Norte_Offshore_Wind | CAISO | CAISO | Offshore_Wind | 0 | 0 | 0 | 0 | 0 | 0 | 0 | 0 | 0 | 0 | 0 | 0 | 0 | 0 | 0 | 2.9938 | 0 | 0 | 0 | 0 | 0
2026 | Diablo_Canyon_Offshore_Wind | CAISO | CAISO | Offshore_Wind | 0 | 0 | 0 | 0 | 0 | 0 | 0 | 0 | 0 | 0 | 0 | 0 | 0 | 0 | 0 | 2.9938 | 0 | 0 | 0 | 0 | 0
2026 | Humboldt_Bay_Offshore_Wind | CAISO | CAISO | Offshore_Wind | 0 | 0 | 0 | 0 | 0 | 0 | 0 | 0 | 0 | 0 | 0 | 0 | 0 | 0 | 0 | 2.9938 | 0 | 0 | 0 | 0 | 0
2026 | Morro_Bay_Offshore_Wind | CAISO | CAISO | Offshore_Wind | 0 | 0 | 0 | 0 | 0 | 0 | 0 | 0 | 0 | 0 | 0 | 0 | 0 | 0 | 0 | 2.9938 | 0 | 0 | 0 | 0 | 0
2030 | Cape_Mendocino_Offshore_Wind | CAISO | CAISO | Offshore_Wind | 0 | 0 | 0 | 0 | 0 | 0 | 0 | 0 | 0 | 0 | 0 | 0 | 0 | 0 | 0 | 4.9706 | 0 | 0 | 0 | 0 | 0
2030 | Del_Norte_Offshore_Wind | CAISO | CAISO | Offshore_Wind | 0 | 0 | 0 | 0 | 0 | 0 | 0 | 0 | 0 | 0 | 0 | 0 | 0 | 0 | 0 | 4.9706 | 0 | 0 | 0 | 0 | 0
2030 | Diablo_Canyon_Offshore_Wind | CAISO | CAISO | Offshore_Wind | 0 | 0 | 0 | 0 | 0 | 0 | 0 | 0 | 0 | 0 | 0 | 0 | 0 | 0 | 0 | 4.9706 | 0 | 0 | 0 | 0 | 0
2030 | Humboldt_Bay_Offshore_Wind | CAISO | CAISO | Offshore_Wind | 0 | 0 | 0 | 0 | 0 | 0 | 0 | 0 | 0 | 0 | 0 | 0 | 0 | 0 | 0 | 4.9706 | 0 | 0 | 0 | 0 | 0
2030 | Morro_Bay_Offshore_Wind | CAISO | CAISO | Offshore_Wind | 0 | 0 | 0 | 0 | 0 | 0 | 0 | 0 | 0 | 0 | 0 | 0 | 0 | 0 | 0 | 4.9706 | 0 | 0 | 0 | 0 | 0
2045 | Cape_Mendocino_Offshore_Wind | CAISO | CAISO | Offshore_Wind | 0 | 0 | 0 | 0 | 0 | 0 | 0 | 0 | 0 | 0 | 0 | 0 | 0 | 0 | 0 | 6.6952 | 0 | 0 | 0 | 0 | 0
2045 | Del_Norte_Offshore_Wind | CAISO | CAISO | Offshore_Wind | 0 | 0 | 0 | 0 | 0 | 0 | 0 | 0 | 0 | 0 | 0 | 0 | 0 | 0 | 0 | 6.6952 | 0 | 0 | 0 | 0 | 0
2045 | Diablo_Canyon_Offshore_Wind | CAISO | CAISO | Offshore_Wind | 0 | 0 | 0 | 0 | 0 | 0 | 0 | 0 | 0 | 0 | 0 | 0 | 0 | 0 | 0 | 6.6952 | 0 | 0 | 0 | 0 | 0
2045 | Humboldt_Bay_Offshore_Wind | CAISO | CAISO | Offshore_Wind | 0 | 0 | 0 | 0 | 0 | 0 | 0 | 0 | 0 | 0 | 0 | 0 | 0 | 0 | 0 | 6.6952 | 0 | 0 | 0 | 0 | 0
2045 | Morro_Bay_Offshore_Wind | CAISO | CAISO | Offshore_Wind | 0 | 0 | 0 | 0 | 0 | 0 | 0 | 0 | 0 | 0 | 0 | 0 | 0 | 0 | 0 | 6.6952 | 0 | 0 | 0 | 0 | 0
2020 | CAISO_Existing_Pumped_Storage | CAISO | CAISO | Pumped_Hydro | 1599.2 | 0 | 0 | 1599.2 | 0 | 0 | 0 | 0 | 0 | 0 | 0 | 0 | 0 | 0 | 0 | 1.4762 | 1599.2 | 0 | 0 | 0 | 0
2020 | CAISO_New_Pumped_Storage | CAISO | CAISO | Pumped_Hydro | 0 | 0 | 0 | 0 | 0 | 0 | 0 | 0 | 0 | 0 | -469565.71 | 0 | 0 | 0 | 0 | 1.4762 | 0 | 0 | 0 | 0 | 0
2022 | CAISO_Existing_Pumped_Storage | CAISO | CAISO | Pumped_Hydro | 1599.2 | 0 | 0 | 1599.2 | 0 | 0 | 0 | 0 | 0 | 0 | 0 | 0 | 0 | 0 | 0 | 2.6383 | 1599.2 | 0 | 0 | 0 | 0
2022 | CAISO_New_Pumped_Storage | CAISO | CAISO | Pumped_Hydro | 0 | 0 | 0 | 0 | 0 | 0 | 0 | 0 | 0 | 0 | -587511.26 | 0 | 0 | 0 | 0 | 2.6383 | 0 | 0 | 0 | 0 | 0
2026 | CAISO_Existing_Pumped_Storage | CAISO | CAISO | Pumped_Hydro | 1599.2 | 0 | 0 | 1599.2 | 0 | 0 | 0 | 0 | 0 | 0 | 0 | 0 | 0 | 0 | 0 | 2.9938 | 1599.2 | 0 | 0 | 0 | 0
2026 | CAISO_New_Pumped_Storage | CAISO | CAISO | Pumped_Hydro | 0 | 0 | 0 | 0 | 0 | 0 | 0 | 0 | 0 | 0 | 0 | 0 | 0 | 0 | 0 | 2.9938 | 0 | 0 | 0 | 0 | 0
2030 | CAISO_Existing_Pumped_Storage | CAISO | CAISO | Pumped_Hydro | 1599.2 | 0 | 0 | 1599.2 | 0 | 0 | 0 | 0 | 0 | 0 | 0 | 0 | 0 | 0 | 0 | 4.9706 | 1599.2 | 0 | 0 | 0 | 0
2030 | CAISO_New_Pumped_Storage | CAISO | CAISO | Pumped_Hydro | 0 | 0 | 0 | 0 | 0 | 0 | 0 | 0 | 0 | 0 | 0 | 0 | 0 | 0 | 0 | 4.9706 | 0 | 0 | 0 | 0 | 0
2045 | CAISO_Existing_Pumped_Storage | CAISO | CAISO | Pumped_Hydro | 1599.2 | 0 | 0 | 1599.2 | 0 | 0 | 0 | 0 | 0 | 0 | 0 | 0 | 0 | 0 | 0 | 6.6952 | 1599.2 | 0 | 0 | 0 | 0
2045 | CAISO_New_Pumped_Storage | CAISO | CAISO | Pumped_Hydro | 0 | 0 | 0 | 0 | 0 | 0 | 0 | 0 | 0 | 0 | 0 | 0 | 0 | 0 | 0 | 6.6952 | 0 | 0 | 0 | 0 | 0
2020 | CAISO_Small_Hydro_for_CAISO | CAISO | CAISO | Small_Hydro | 960.23 | 0 | 0 | 960.23 | 0 | 0 | 0 | 0 | 0 | 0 | 0 | 0 | 0 | 0 | 0 | 1.4762 | 960.23 | 0 | 0 | 0 | 0
2020 | BANC_Small_Hydro_for_CAISO | BANC | CAISO | Small_Hydro | 0 | 0 | 0 | 0 | 0 | 0 | 0 | 0 | 0 | 0 | 0 | 0 | 0 | 0 | 0 | 1.4762 | 0 | 0 | 0 | 0 | 0
2020 | NW_Small_Hydro_for_CAISO | NW | CAISO | Small_Hydro | 6.9 | 0 | 0 | 6.9 | 0 | 0 | 0 | 0 | 0 | 0 | 0 | 0 | 0 | 0 | 0 | 1.4762 | 6.9 | 0 | 0 | 0 | 0
2020 | CAISO_Small_Hydro_for_Other | CAISO | CAISO | Small_Hydro | 13.8 | 0 | 0 | 13.8 | 0 | 0 | 0 | 0 | 0 | 0 | 0 | 0 | 0 | 0 | 0 | 1.4762 | 13.8 | 0 | 0 | 0 | 0
2020 | BANC_Small_Hydro_for_Other | BANC | BANC | Small_Hydro | 0 | 0 | 0 | 0 | 0 | 0 | 0 | 0 | 0 | 0 | 0 | 0 | 0 | 0 | 0 | 1.4762 | 0 | 0 | 0 | 0 | 0
2020 | IID_Small_Hydro_for_Other | IID | IID | Small_Hydro | 0 | 0 | 0 | 0 | 0 | 0 | 0 | 0 | 0 | 0 | 0 | 0 | 0 | 0 | 0 | 1.4762 | 0 | 0 | 0 | 0 | 0
2020 | LDWP_Small_Hydro_for_Other | LDWP | LDWP | Small_Hydro | 0 | 0 | 0 | 0 | 0 | 0 | 0 | 0 | 0 | 0 | 0 | 0 | 0 | 0 | 0 | 1.4762 | 0 | 0 | 0 | 0 | 0
2020 | NW_Small_Hydro_for_Other | NW | NW | Small_Hydro | 0 | 0 | 0 | 0 | 0 | 0 | 0 | 0 | 0 | 0 | 0 | 0 | 0 | 0 | 0 | 1.4762 | 0 | 0 | 0 | 0 | 0
2020 | SW_Small_Hydro_for_Other | SW | SW | Small_Hydro | 0 | 0 | 0 | 0 | 0 | 0 | 0 | 0 | 0 | 0 | 0 | 0 | 0 | 0 | 0 | 1.4762 | 0 | 0 | 0 | 0 | 0
2022 | CAISO_Small_Hydro_for_CAISO | CAISO | CAISO | Small_Hydro | 960.23 | 0 | 0 | 960.23 | 0 | 0 | 0 | 0 | 0 | 0 | 0 | 0 | 0 | 0 | 0 | 2.6383 | 960.23 | 0 | 0 | 0 | 0
2022 | BANC_Small_Hydro_for_CAISO | BANC | CAISO | Small_Hydro | 0 | 0 | 0 | 0 | 0 | 0 | 0 | 0 | 0 | 0 | 0 | 0 | 0 | 0 | 0 | 2.6383 | 0 | 0 | 0 | 0 | 0
2022 | NW_Small_Hydro_for_CAISO | NW | CAISO | Small_Hydro | 6.9 | 0 | 0 | 6.9 | 0 | 0 | 0 | 0 | 0 | 0 | 0 | 0 | 0 | 0 | 0 | 2.6383 | 6.9 | 0 | 0 | 0 | 0
2022 | CAISO_Small_Hydro_for_Other | CAISO | CAISO | Small_Hydro | 13.8 | 0 | 0 | 13.8 | 0 | 0 | 0 | 0 | 0 | 0 | 0 | 0 | 0 | 0 | 0 | 2.6383 | 13.8 | 0 | 0 | 0 | 0
2022 | BANC_Small_Hydro_for_Other | BANC | BANC | Small_Hydro | 0 | 0 | 0 | 0 | 0 | 0 | 0 | 0 | 0 | 0 | 0 | 0 | 0 | 0 | 0 | 2.6383 | 0 | 0 | 0 | 0 | 0
2022 | IID_Small_Hydro_for_Other | IID | IID | Small_Hydro | 0 | 0 | 0 | 0 | 0 | 0 | 0 | 0 | 0 | 0 | 0 | 0 | 0 | 0 | 0 | 2.6383 | 0 | 0 | 0 | 0 | 0
2022 | LDWP_Small_Hydro_for_Other | LDWP | LDWP | Small_Hydro | 0 | 0 | 0 | 0 | 0 | 0 | 0 | 0 | 0 | 0 | 0 | 0 | 0 | 0 | 0 | 2.6383 | 0 | 0 | 0 | 0 | 0
2022 | NW_Small_Hydro_for_Other | NW | NW | Small_Hydro | 0 | 0 | 0 | 0 | 0 | 0 | 0 | 0 | 0 | 0 | 0 | 0 | 0 | 0 | 0 | 2.6383 | 0 | 0 | 0 | 0 | 0
2022 | SW_Small_Hydro_for_Other | SW | SW | Small_Hydro | 0 | 0 | 0 | 0 | 0 | 0 | 0 | 0 | 0 | 0 | 0 | 0 | 0 | 0 | 0 | 2.6383 | 0 | 0 | 0 | 0 | 0
2026 | CAISO_Small_Hydro_for_CAISO | CAISO | CAISO | Small_Hydro | 960.23 | 0 | 0 | 960.23 | 0 | 0 | 0 | 0 | 0 | 0 | 0 | 0 | 0 | 0 | 0 | 2.9938 | 960.23 | 0 | 0 | 0 | 0
2026 | BANC_Small_Hydro_for_CAISO | BANC | CAISO | Small_Hydro | 0 | 0 | 0 | 0 | 0 | 0 | 0 | 0 | 0 | 0 | 0 | 0 | 0 | 0 | 0 | 2.9938 | 0 | 0 | 0 | 0 | 0
2026 | NW_Small_Hydro_for_CAISO | NW | CAISO | Small_Hydro | 6.9 | 0 | 0 | 6.9 | 0 | 0 | 0 | 0 | 0 | 0 | 0 | 0 | 0 | 0 | 0 | 2.9938 | 6.9 | 0 | 0 | 0 | 0
2026 | CAISO_Small_Hydro_for_Other | CAISO | CAISO | Small_Hydro | 13.8 | 0 | 0 | 13.8 | 0 | 0 | 0 | 0 | 0 | 0 | 0 | 0 | 0 | 0 | 0 | 2.9938 | 13.8 | 0 | 0 | 0 | 0
2026 | BANC_Small_Hydro_for_Other | BANC | BANC | Small_Hydro | 0 | 0 | 0 | 0 | 0 | 0 | 0 | 0 | 0 | 0 | 0 | 0 | 0 | 0 | 0 | 2.9938 | 0 | 0 | 0 | 0 | 0
2026 | IID_Small_Hydro_for_Other | IID | IID | Small_Hydro | 0 | 0 | 0 | 0 | 0 | 0 | 0 | 0 | 0 | 0 | 0 | 0 | 0 | 0 | 0 | 2.9938 | 0 | 0 | 0 | 0 | 0
2026 | LDWP_Small_Hydro_for_Other | LDWP | LDWP | Small_Hydro | 0 | 0 | 0 | 0 | 0 | 0 | 0 | 0 | 0 | 0 | 0 | 0 | 0 | 0 | 0 | 2.9938 | 0 | 0 | 0 | 0 | 0
2026 | NW_Small_Hydro_for_Other | NW | NW | Small_Hydro | 0 | 0 | 0 | 0 | 0 | 0 | 0 | 0 | 0 | 0 | 0 | 0 | 0 | 0 | 0 | 2.9938 | 0 | 0 | 0 | 0 | 0
2026 | SW_Small_Hydro_for_Other | SW | SW | Small_Hydro | 0 | 0 | 0 | 0 | 0 | 0 | 0 | 0 | 0 | 0 | 0 | 0 | 0 | 0 | 0 | 2.9938 | 0 | 0 | 0 | 0 | 0
2030 | CAISO_Small_Hydro_for_CAISO | CAISO | CAISO | Small_Hydro | 960.23 | 0 | 0 | 960.23 | 0 | 0 | 0 | 0 | 0 | 0 | 0 | 0 | 0 | 0 | 0 | 4.9706 | 960.23 | 0 | 0 | 0 | 0
2030 | BANC_Small_Hydro_for_CAISO | BANC | CAISO | Small_Hydro | 0 | 0 | 0 | 0 | 0 | 0 | 0 | 0 | 0 | 0 | 0 | 0 | 0 | 0 | 0 | 4.9706 | 0 | 0 | 0 | 0 | 0
2030 | NW_Small_Hydro_for_CAISO | NW | CAISO | Small_Hydro | 6.9 | 0 | 0 | 6.9 | 0 | 0 | 0 | 0 | 0 | 0 | 0 | 0 | 0 | 0 | 0 | 4.9706 | 6.9 | 0 | 0 | 0 | 0
2030 | CAISO_Small_Hydro_for_Other | CAISO | CAISO | Small_Hydro | 13.8 | 0 | 0 | 13.8 | 0 | 0 | 0 | 0 | 0 | 0 | 0 | 0 | 0 | 0 | 0 | 4.9706 | 13.8 | 0 | 0 | 0 | 0
2030 | BANC_Small_Hydro_for_Other | BANC | BANC | Small_Hydro | 0 | 0 | 0 | 0 | 0 | 0 | 0 | 0 | 0 | 0 | 0 | 0 | 0 | 0 | 0 | 4.9706 | 0 | 0 | 0 | 0 | 0
2030 | IID_Small_Hydro_for_Other | IID | IID | Small_Hydro | 0 | 0 | 0 | 0 | 0 | 0 | 0 | 0 | 0 | 0 | 0 | 0 | 0 | 0 | 0 | 4.9706 | 0 | 0 | 0 | 0 | 0
2030 | LDWP_Small_Hydro_for_Other | LDWP | LDWP | Small_Hydro | 0 | 0 | 0 | 0 | 0 | 0 | 0 | 0 | 0 | 0 | 0 | 0 | 0 | 0 | 0 | 4.9706 | 0 | 0 | 0 | 0 | 0
2030 | NW_Small_Hydro_for_Other | NW | NW | Small_Hydro | 0 | 0 | 0 | 0 | 0 | 0 | 0 | 0 | 0 | 0 | 0 | 0 | 0 | 0 | 0 | 4.9706 | 0 | 0 | 0 | 0 | 0
2030 | SW_Small_Hydro_for_Other | SW | SW | Small_Hydro | 0 | 0 | 0 | 0 | 0 | 0 | 0 | 0 | 0 | 0 | 0 | 0 | 0 | 0 | 0 | 4.9706 | 0 | 0 | 0 | 0 | 0
2045 | CAISO_Small_Hydro_for_CAISO | CAISO | CAISO | Small_Hydro | 960.23 | 0 | 0 | 960.23 | 0 | 0 | 0 | 0 | 0 | 0 | 0 | 0 | 0 | 0 | 0 | 6.6952 | 960.23 | 0 | 0 | 0 | 0
2045 | BANC_Small_Hydro_for_CAISO | BANC | CAISO | Small_Hydro | 0 | 0 | 0 | 0 | 0 | 0 | 0 | 0 | 0 | 0 | 0 | 0 | 0 | 0 | 0 | 6.6952 | 0 | 0 | 0 | 0 | 0
2045 | NW_Small_Hydro_for_CAISO | NW | CAISO | Small_Hydro | 6.9 | 0 | 0 | 6.9 | 0 | 0 | 0 | 0 | 0 | 0 | 0 | 0 | 0 | 0 | 0 | 6.6952 | 6.9 | 0 | 0 | 0 | 0
2045 | CAISO_Small_Hydro_for_Other | CAISO | CAISO | Small_Hydro | 13.8 | 0 | 0 | 13.8 | 0 | 0 | 0 | 0 | 0 | 0 | 0 | 0 | 0 | 0 | 0 | 6.6952 | 13.8 | 0 | 0 | 0 | 0
2045 | BANC_Small_Hydro_for_Other | BANC | BANC | Small_Hydro | 0 | 0 | 0 | 0 | 0 | 0 | 0 | 0 | 0 | 0 | 0 | 0 | 0 | 0 | 0 | 6.6952 | 0 | 0 | 0 | 0 | 0
2045 | IID_Small_Hydro_for_Other | IID | IID | Small_Hydro | 0 | 0 | 0 | 0 | 0 | 0 | 0 | 0 | 0 | 0 | 0 | 0 | 0 | 0 | 0 | 6.6952 | 0 | 0 | 0 | 0 | 0
2045 | LDWP_Small_Hydro_for_Other | LDWP | LDWP | Small_Hydro | 0 | 0 | 0 | 0 | 0 | 0 | 0 | 0 | 0 | 0 | 0 | 0 | 0 | 0 | 0 | 6.6952 | 0 | 0 | 0 | 0 | 0
2045 | NW_Small_Hydro_for_Other | NW | NW | Small_Hydro | 0 | 0 | 0 | 0 | 0 | 0 | 0 | 0 | 0 | 0 | 0 | 0 | 0 | 0 | 0 | 6.6952 | 0 | 0 | 0 | 0 | 0
2045 | SW_Small_Hydro_for_Other | SW | SW | Small_Hydro | 0 | 0 | 0 | 0 | 0 | 0 | 0 | 0 | 0 | 0 | 0 | 0 | 0 | 0 | 0 | 6.6952 | 0 | 0 | 0 | 0 | 0
2020 | BANC_Solar_for_Other | BANC | BANC | Solar | 1931.56 | 0 | 0 | 1931.56 | 0 | 0 | 0 | 0 | 0 | 0 | 0 | 0 | 0 | 0 | 0 | 1.4762 | 1931.56 | 0 | 0 | 0 | 0
2020 | CAISO_Solar_for_Other | CAISO | CAISO | Solar | 12 | 0 | 0 | 12 | 0 | 0 | 0 | 0 | 0 | 0 | 0 | 0 | 0 | 0 | 0 | 1.4762 | 12 | 0 | 0 | 0 | 0
2020 | IID_Solar_for_Other | IID | IID | Solar | 0 | 0 | 0 | 0 | 0 | 0 | 0 | 0 | 0 | 0 | 0 | 0 | 0 | 0 | 0 | 1.4762 | 0 | 0 | 0 | 0 | 0
2020 | LDWP_Solar_for_Other | LDWP | LDWP | Solar | 1061.71 | 0 | 0 | 1061.71 | 0 | 0 | 0 | 0 | 0 | 0 | 0 | 0 | 0 | 0 | 0 | 1.4762 | 1061.71 | 0 | 0 | 0 | 0
2020 | NW_Solar_for_Other | NW | NW | Solar | 563.21 | 0 | 0 | 563.21 | 0 | 0 | 0 | 0 | 0 | 0 | 0 | 0 | 0 | 0 | 0 | 1.4762 | 563.21 | 0 | 0 | 0 | 0
2020 | SW_Solar_for_Other | SW | SW | Solar | 1965.3 | 0 | 0 | 1965.3 | 0 | 0 | 0 | 0 | 0 | 0 | 0 | 0 | 0 | 0 | 0 | 1.4762 | 1965.3 | 0 | 0 | 0 | 0
2020 | CAISO_Solar_for_CAISO | CAISO | CAISO | Solar | 14156.83 | 0 | 0 | 14156.83 | 0 | 0 | 0 | 0 | 0 | 0 | 0 | 0 | 0 | 0 | 0 | 1.4762 | 14156.83 | 0 | 0 | 0 | 0
2020 | IID_Solar_for_CAISO | IID | CAISO | Solar | 49.9 | 0 | 0 | 49.9 | 0 | 0 | 0 | 0 | 0 | 0 | 0 | 0 | 0 | 0 | 0 | 1.4762 | 49.9 | 0 | 0 | 0 | 0
2020 | SW_Solar_for_CAISO | SW | CAISO | Solar | 65 | 0 | 0 | 65 | 0 | 0 | 0 | 0 | 0 | 0 | 0 | 0 | 0 | 0 | 0 | 1.4762 | 65 | 0 | 0 | 0 | 0
2020 | Carrizo_Solar | CAISO | CAISO | Solar | 0 | 0 | 0 | 0 | Carrizo | 0 | 0 | 0 | 0 | 0 | 0 | 0 | 0 | 0 | 0 | 1.4762 | 0 | 0 | 0 | 0 | 0
2020 | Central_Valley_North_Los_Banos_Solar | CAISO | CAISO | Solar | 0 | 0 | 0 | 0 | Central_Valley_North_Los_Banos | 0 | 0 | 0 | 0 | 0 | 0 | 0 | 0 | 0 | 0 | 1.4762 | 0 | 0 | 0 | 0 | 0
2020 | Distributed_Solar | CAISO | CAISO | Solar | 0 | 0 | 0 | 0 | None | 0 | 0 | 0 | 0 | 0 | 0 | 0 | 0 | 0 | 0 | 1.4762 | 0 | 0 | 0 | 0 | 0
2020 | Greater_Imperial_Solar | CAISO | CAISO | Solar | 0 | 0 | 0 | 0 | Greater_Imperial | 0 | 0 | 0 | 0 | 0 | 0 | 0 | 0 | 0 | 0 | 1.4762 | 0 | 0 | 0 | 0 | 0
2020 | Inyokern_North_Kramer_Solar | CAISO | CAISO | Solar | 0 | 0 | 0 | 0 | Inyokern_North_Kramer | 0 | 0 | 0 | 0 | 0 | 0 | 0 | 0 | 0 | 0 | 1.4762 | 0 | 0 | 0 | 0 | 0
2020 | Kern_Greater_Carrizo_Solar | CAISO | CAISO | Solar | 0 | 0 | 0 | 0 | Kern_Greater_Carrizo | 0 | 0 | 0 | 0 | 0 | 0 | 0 | 0 | 0 | 0 | 1.4762 | 0 | 0 | 0 | 0 | 0
2020 | Kramer_Inyokern_Ex_Solar | CAISO | CAISO | Solar | 0 | 0 | 0 | 0 | Kramer_Inyokern_Ex | 0 | 0 | 0 | 0 | 0 | 0 | 0 | 0 | 0 | 0 | 1.4762 | 0 | 0 | 0 | 0 | 0
2020 | North_Victor_Solar | CAISO | CAISO | Solar | 0 | 0 | 0 | 0 | North_Victor | 0 | 0 | 0 | 0 | 0 | 0 | 0 | 0 | 0 | 0 | 1.4762 | 0 | 0 | 0 | 0 | 0
2020 | Northern_California_Ex_Solar | CAISO | CAISO | Solar | 0 | 0 | 0 | 0 | Northern_California_Ex | 0 | 0 | 0 | 0 | 0 | 0 | 0 | 0 | 0 | 0 | 1.4762 | 0 | 0 | 0 | 0 | 0
2020 | Riverside_Palm_Springs_Solar | CAISO | CAISO | Solar | 0 | 0 | 0 | 0 | Riverside_Palm_Springs | 0 | 0 | 0 | 0 | 0 | 0 | 0 | 0 | 0 | 0 | 1.4762 | 0 | 0 | 0 | 0 | 0
2020 | Sacramento_River_Solar | CAISO | CAISO | Solar | 0 | 0 | 0 | 0 | Sacramento_River | 0 | 0 | 0 | 0 | 0 | 0 | 0 | 0 | 0 | 0 | 1.4762 | 0 | 0 | 0 | 0 | 0
2020 | SCADSNV_Solar | CAISO | CAISO | Solar | 0 | 0 | 0 | 0 | SCADSNV | 0 | 0 | 0 | 0 | 0 | 0 | 0 | 0 | 0 | 0 | 1.4762 | 0 | 0 | 0 | 0 | 0
2020 | Solano_Solar | CAISO | CAISO | Solar | 0 | 0 | 0 | 0 | Solano | 0 | 0 | 0 | 0 | 0 | 0 | 0 | 0 | 0 | 0 | 1.4762 | 0 | 0 | 0 | 0 | 0
2020 | Solano_subzone_Solar | CAISO | CAISO | Solar | 0 | 0 | 0 | 0 | Solano_subzone | 0 | 0 | 0 | 0 | 0 | 0 | 0 | 0 | 0 | 0 | 1.4762 | 0 | 0 | 0 | 0 | 0
2020 | Southern_California_Desert_Ex_Solar | CAISO | CAISO | Solar | 0 | 0 | 0 | 0 | Southern_California_Desert_Ex | 0 | 0 | 0 | 0 | 0 | 0 | 0 | 0 | 0 | 0 | 1.4762 | 0 | 0 | 0 | 0 | 0
2020 | Southern_Nevada_Solar | CAISO | CAISO | Solar | 0 | 0 | 0 | 0 | GLW_VEA | 0 | 0 | 0 | 0 | 0 | 0 | 0 | 0 | 0 | 0 | 1.4762 | 0 | 0 | 0 | 0 | 0
2020 | Tehachapi_Ex_Solar | CAISO | CAISO | Solar | 0 | 0 | 0 | 0 | Tehachapi_Ex | 0 | 0 | 0 | 0 | 0 | 0 | 0 | 0 | 0 | 0 | 1.4762 | 0 | 0 | 0 | 0 | 0
2020 | Tehachapi_Solar | CAISO | CAISO | Solar | 0 | 0 | 0 | 0 | Tehachapi | 0 | 0 | 0 | 0 | 0 | 0 | 0 | 0 | 0 | 0 | 1.4762 | 0 | 0 | 0 | 0 | 0
2020 | Westlands_Ex_Solar | CAISO | CAISO | Solar | 0 | 0 | 0 | 0 | Westlands_Ex | 0 | 0 | 0 | 0 | 0 | 0 | 0 | 0 | 0 | 0 | 1.4762 | 0 | 0 | 0 | 0 | 0
2020 | Westlands_Solar | CAISO | CAISO | Solar | 0 | 0 | 0 | 0 | Westlands | 0 | 0 | 0 | 0 | 0 | 0 | 0 | 0 | 0 | 0 | 1.4762 | 0 | 0 | 0 | 0 | 0
2020 | Arizona_Solar | CAISO | CAISO | Solar | 0 | 0 | 0 | 0 | 0 | 0 | 0 | 0 | 0 | 0 | 0 | 0 | 0 | 0 | 0 | 1.4762 | 0 | 0 | 0 | 0 | 0
2020 | Baja_California_Solar | CAISO | CAISO | Solar | 0 | 0 | 0 | 0 | 0 | 0 | 0 | 0 | 0 | 0 | 0 | 0 | 0 | 0 | 0 | 1.4762 | 0 | 0 | 0 | 0 | 0
2020 | New_Mexico_Solar | CAISO | CAISO | Solar | 0 | 0 | 0 | 0 | 0 | 0 | 0 | 0 | 0 | 0 | 0 | 0 | 0 | 0 | 0 | 1.4762 | 0 | 0 | 0 | 0 | 0
2020 | Utah_Solar | CAISO | CAISO | Solar | 0 | 0 | 0 | 0 | 0 | 0 | 0 | 0 | 0 | 0 | 0 | 0 | 0 | 0 | 0 | 1.4762 | 0 | 0 | 0 | 0 | 0
2022 | BANC_Solar_for_Other | BANC | BANC | Solar | 2297.01 | 0 | 0 | 2297.01 | 0 | 0 | 0 | 0 | 0 | 0 | 0 | 0 | 0 | 0 | 0 | 2.6383 | 2297.01 | 0 | 0 | 0 | 0
2022 | CAISO_Solar_for_Other | CAISO | CAISO | Solar | 12 | 0 | 0 | 12 | 0 | 0 | 0 | 0 | 0 | 0 | 0 | 0 | 0 | 0 | 0 | 2.6383 | 12 | 0 | 0 | 0 | 0
2022 | IID_Solar_for_Other | IID | IID | Solar | 0 | 0 | 0 | 0 | 0 | 0 | 0 | 0 | 0 | 0 | 0 | 0 | 0 | 0 | 0 | 2.6383 | 0 | 0 | 0 | 0 | 0
2022 | LDWP_Solar_for_Other | LDWP | LDWP | Solar | 1216.14 | 0 | 0 | 1216.14 | 0 | 0 | 0 | 0 | 0 | 0 | 0 | 0 | 0 | 0 | 0 | 2.6383 | 1216.14 | 0 | 0 | 0 | 0
2022 | NW_Solar_for_Other | NW | NW | Solar | 563.21 | 0 | 0 | 563.21 | 0 | 0 | 0 | 0 | 0 | 0 | 0 | 0 | 0 | 0 | 0 | 2.6383 | 563.21 | 0 | 0 | 0 | 0
2022 | SW_Solar_for_Other | SW | SW | Solar | 1965.3 | 0 | 0 | 1965.3 | 0 | 0 | 0 | 0 | 0 | 0 | 0 | 0 | 0 | 0 | 0 | 2.6383 | 1965.3 | 0 | 0 | 0 | 0
2022 | CAISO_Solar_for_CAISO | CAISO | CAISO | Solar | 14751 | 0 | 0 | 14751 | 0 | 0 | 0 | 0 | 0 | 0 | 0 | 0 | 0 | 0 | 0 | 2.6383 | 14751 | 0 | 0 | 0 | 0
2022 | IID_Solar_for_CAISO | IID | CAISO | Solar | 49.9 | 0 | 0 | 49.9 | 0 | 0 | 0 | 0 | 0 | 0 | 0 | 0 | 0 | 0 | 0 | 2.6383 | 49.9 | 0 | 0 | 0 | 0
2022 | SW_Solar_for_CAISO | SW | CAISO | Solar | 65 | 0 | 0 | 65 | 0 | 0 | 0 | 0 | 0 | 0 | 0 | 0 | 0 | 0 | 0 | 2.6383 | 65 | 0 | 0 | 0 | 0
2022 | Carrizo_Solar | CAISO | CAISO | Solar | 0 | 0 | 0 | 0 | Carrizo | 0 | 0 | 0 | 0 | 0 | 0 | 0 | 0 | 0 | 0 | 2.6383 | 0 | 0 | 0 | 0 | 0
2022 | Central_Valley_North_Los_Banos_Solar | CAISO | CAISO | Solar | 0 | 0 | 0 | 0 | Central_Valley_North_Los_Banos | 0 | 0 | 0 | 0 | 0 | 0 | 0 | 0 | 0 | 0 | 2.6383 | 0 | 0 | 0 | 0 | 0
2022 | Distributed_Solar | CAISO | CAISO | Solar | 0 | 0 | 0 | 0 | None | 0 | 0 | 0 | 0 | 0 | 0 | 0 | 0 | 0 | 0 | 2.6383 | 0 | 0 | 0 | 0 | 0
2022 | Greater_Imperial_Solar | CAISO | CAISO | Solar | 0 | 919.08 | 919.08 | 919.08 | Greater_Imperial | 919.08 | 0 | 0 | 0 | 0 | 0 | 0 | 0 | 56641404.49 | 9474767.7 | 2.6383 | 0 | 0 | 919.08 | 0 | 0
2022 | Inyokern_North_Kramer_Solar | CAISO | CAISO | Solar | 0 | 297 | 297 | 297 | Inyokern_North_Kramer | 297 | 0 | 0 | 0 | 0 | 0 | 0 | 0 | 18303626.6 | 3061763.94 | 2.6383 | 0 | 0 | 297 | 0 | 0
2022 | Kern_Greater_Carrizo_Solar | CAISO | CAISO | Solar | 0 | 298.69 | 298.69 | 298.69 | Kern_Greater_Carrizo | 298.69 | 0 | 0 | 0 | 0 | 0 | 0 | 0 | 18407707.81 | 3079174.27 | 2.6383 | 0 | 0 | 298.69 | 0 | 0
2022 | Kramer_Inyokern_Ex_Solar | CAISO | CAISO | Solar | 0 | 860.4 | 860.4 | 860.4 | Kramer_Inyokern_Ex | 860.4 | 0 | 0 | 0 | 0 | 0 | 0 | 0 | 53025051.6 | 8869837.36 | 2.6383 | 0 | 0 | 860.4 | 0 | 0
2022 | North_Victor_Solar | CAISO | CAISO | Solar | 0 | 300 | 300 | 300 | North_Victor | 300 | 0 | 0 | 0 | 0 | 0 | 0 | 0 | 18488511.72 | 3092690.85 | 2.6383 | 0 | 0 | 300 | 0 | 0
2022 | Northern_California_Ex_Solar | CAISO | CAISO | Solar | 0 | 0 | 0 | 0 | Northern_California_Ex | 0 | 0 | 0 | 0 | 0 | 0 | 0 | 0 | 0 | 0 | 2.6383 | 0 | 0 | 0 | 0 | 0
2022 | Riverside_Palm_Springs_Solar | CAISO | CAISO | Solar | 0 | 565 | 565 | 565 | Riverside_Palm_Springs | 565 | 0 | 0 | 0 | 0 | 0 | 0 | 0 | 34820030.4 | 5824567.77 | 2.6383 | 0 | 0 | 565 | 0 | 0
2022 | Sacramento_River_Solar | CAISO | CAISO | Solar | 0 | 0 | 0 | 0 | Sacramento_River | 0 | 0 | 0 | 0 | 0 | 0 | 0 | 0 | 0 | 0 | 2.6383 | 0 | 0 | 0 | 0 | 0
2022 | SCADSNV_Solar | CAISO | CAISO | Solar | 0 | 0 | 0 | 0 | SCADSNV | 0 | 0 | 0 | 0 | 0 | 0 | 0 | 0 | 0 | 0 | 2.6383 | 0 | 0 | 0 | 0 | 0
2022 | Solano_Solar | CAISO | CAISO | Solar | 0 | 0 | 0 | 0 | Solano | 0 | 0 | 0 | 0 | 0 | 0 | 0 | 0 | 0 | 0 | 2.6383 | 0 | 0 | 0 | 0 | 0
2022 | Solano_subzone_Solar | CAISO | CAISO | Solar | 0 | 0 | 0 | 0 | Solano_subzone | 0 | 0 | 0 | 0 | 0 | 0 | 0 | 0 | 0 | 0 | 2.6383 | 0 | 0 | 0 | 0 | 0
2022 | Southern_California_Desert_Ex_Solar | CAISO | CAISO | Solar | 0 | 862 | 862 | 862 | Southern_California_Desert_Ex | 862 | 0 | 0 | 0 | 0 | 0 | 0 | 0 | 53123657 | 8886331.72 | 2.6383 | 0 | 0 | 862 | 0 | 0
2022 | Southern_Nevada_Solar | CAISO | CAISO | Solar | 0 | 153.97 | 153.97 | 153.97 | GLW_VEA | 153.97 | 0 | 0 | 0 | 0 | 0 | 0 | 0 | 9219225.46 | 1542158.43 | 2.6383 | 0 | 0 | 153.97 | 0 | 0
2022 | Tehachapi_Ex_Solar | CAISO | CAISO | Solar | 0 | 1488 | 1488 | 1488 | Tehachapi_Ex | 1488 | 0 | 0 | 0 | 0 | 0 | 0 | 0 | 91703018.11 | 15339746.63 | 2.6383 | 0 | 0 | 1488 | 0 | 0
2022 | Tehachapi_Solar | CAISO | CAISO | Solar | 0 | 3735.56 | 3735.56 | 3735.56 | Tehachapi | 3652.62 | 82.93 | 0 | 0 | 0 | -289.53 | 0 | 0 | 230216294.2 | 38509742.59 | 2.6383 | 0 | 0 | 3735.56 | 0 | 0
2022 | Westlands_Ex_Solar | CAISO | CAISO | Solar | 0 | 1778.57 | 1778.57 | 1778.57 | Westlands_Ex | 1778.57 | 0 | 0 | 0 | 0 | 0 | 0 | 0 | 109610559.16 | 18335254.82 | 2.6383 | 0 | 0 | 1778.57 | 0 | 0
2022 | Westlands_Solar | CAISO | CAISO | Solar | 0 | 0 | 0 | 0 | Westlands | 0 | 0 | 0 | 0 | 0 | 0 | 0 | 0 | 0 | 0 | 2.6383 | 0 | 0 | 0 | 0 | 0
2022 | Arizona_Solar | CAISO | CAISO | Solar | 0 | 0 | 0 | 0 | 0 | 0 | 0 | 0 | 0 | 0 | 0 | 0 | 0 | 0 | 0 | 2.6383 | 0 | 0 | 0 | 0 | 0
2022 | Baja_California_Solar | CAISO | CAISO | Solar | 0 | 0 | 0 | 0 | 0 | 0 | 0 | 0 | 0 | 0 | 0 | 0 | 0 | 0 | 0 | 2.6383 | 0 | 0 | 0 | 0 | 0
2022 | New_Mexico_Solar | CAISO | CAISO | Solar | 0 | 0 | 0 | 0 | 0 | 0 | 0 | 0 | 0 | 0 | 0 | 0 | 0 | 0 | 0 | 2.6383 | 0 | 0 | 0 | 0 | 0
2022 | Utah_Solar | CAISO | CAISO | Solar | 0 | 0 | 0 | 0 | 0 | 0 | 0 | 0 | 0 | 0 | 0 | 0 | 0 | 0 | 0 | 2.6383 | 0 | 0 | 0 | 0 | 0
2026 | BANC_Solar_for_Other | BANC | BANC | Solar | 2989.2 | 0 | 0 | 2989.2 | 0 | 0 | 0 | 0 | 0 | 0 | 0 | 0 | 0 | 0 | 0 | 2.9938 | 2989.2 | 0 | 0 | 0 | 0
2026 | CAISO_Solar_for_Other | CAISO | CAISO | Solar | 12 | 0 | 0 | 12 | 0 | 0 | 0 | 0 | 0 | 0 | 0 | 0 | 0 | 0 | 0 | 2.9938 | 12 | 0 | 0 | 0 | 0
2026 | IID_Solar_for_Other | IID | IID | Solar | 0 | 0 | 0 | 0 | 0 | 0 | 0 | 0 | 0 | 0 | 0 | 0 | 0 | 0 | 0 | 2.9938 | 0 | 0 | 0 | 0 | 0
2026 | LDWP_Solar_for_Other | LDWP | LDWP | Solar | 1252.09 | 0 | 0 | 1252.09 | 0 | 0 | 0 | 0 | 0 | 0 | 0 | 0 | 0 | 0 | 0 | 2.9938 | 1252.09 | 0 | 0 | 0 | 0
2026 | NW_Solar_for_Other | NW | NW | Solar | 563.21 | 0 | 0 | 563.21 | 0 | 0 | 0 | 0 | 0 | 0 | 0 | 0 | 0 | 0 | 0 | 2.9938 | 563.21 | 0 | 0 | 0 | 0
2026 | SW_Solar_for_Other | SW | SW | Solar | 1957.11 | 0 | 0 | 1957.11 | 0 | 0 | 0 | 0 | 0 | 0 | 0 | 0 | 0 | 0 | 0 | 2.9938 | 1957.11 | 0 | 0 | 0 | 0
2026 | CAISO_Solar_for_CAISO | CAISO | CAISO | Solar | 14751 | 0 | 0 | 14751 | 0 | 0 | 0 | 0 | 0 | 0 | 0 | 0 | 0 | 0 | 0 | 2.9938 | 14751 | 0 | 0 | 0 | 0
2026 | IID_Solar_for_CAISO | IID | CAISO | Solar | 49.9 | 0 | 0 | 49.9 | 0 | 0 | 0 | 0 | 0 | 0 | 0 | 0 | 0 | 0 | 0 | 2.9938 | 49.9 | 0 | 0 | 0 | 0
2026 | SW_Solar_for_CAISO | SW | CAISO | Solar | 65 | 0 | 0 | 65 | 0 | 0 | 0 | 0 | 0 | 0 | 0 | 0 | 0 | 0 | 0 | 2.9938 | 65 | 0 | 0 | 0 | 0
2026 | Carrizo_Solar | CAISO | CAISO | Solar | 0 | 0 | 0 | 0 | Carrizo | 0 | 0 | 0 | 0 | 0 | 0 | 0 | 0 | 0 | 0 | 2.9938 | 0 | 0 | 0 | 0 | 0
2026 | Central_Valley_North_Los_Banos_Solar | CAISO | CAISO | Solar | 0 | 0 | 0 | 0 | Central_Valley_North_Los_Banos | 0 | 0 | 0 | 0 | 0 | 0 | 0 | 0 | 0 | 0 | 2.9938 | 0 | 0 | 0 | 0 | 0
2026 | Distributed_Solar | CAISO | CAISO | Solar | 0 | 0 | 0 | 0 | None | 0 | 0 | 0 | 0 | 0 | 0 | 0 | 0 | 0 | 0 | 2.9938 | 0 | 0 | 0 | 0 | 0
2026 | Greater_Imperial_Solar | CAISO | CAISO | Solar | 0 | 0 | 919.08 | 919.08 | Greater_Imperial | 919.08 | 0 | 0 | 0 | 0 | 0 | 0 | 0 | 56641404.49 | 9474767.7 | 2.9938 | 0 | 0 | 919.08 | 0 | 0
2026 | Inyokern_North_Kramer_Solar | CAISO | CAISO | Solar | 0 | 0 | 297 | 297 | Inyokern_North_Kramer | 297 | 0 | 0 | 0 | 0 | 0 | 0 | 0 | 18303626.6 | 3061763.94 | 2.9938 | 0 | 0 | 297 | 0 | 0
2026 | Kern_Greater_Carrizo_Solar | CAISO | CAISO | Solar | 0 | 0 | 298.69 | 298.69 | Kern_Greater_Carrizo | 298.69 | 0 | 0 | 0 | 0 | 0 | 0 | 0 | 18407707.81 | 3079174.27 | 2.9938 | 0 | 0 | 298.69 | 0 | 0
2026 | Kramer_Inyokern_Ex_Solar | CAISO | CAISO | Solar | 0 | 0 | 860.4 | 860.4 | Kramer_Inyokern_Ex | 860.4 | 0 | 0 | 0 | 0 | 0 | 0 | 0 | 53025051.6 | 8869837.36 | 2.9938 | 0 | 0 | 860.4 | 0 | 0
2026 | North_Victor_Solar | CAISO | CAISO | Solar | 0 | 0 | 300 | 300 | North_Victor | 300 | 0 | 0 | 0 | 0 | 0 | 0 | 0 | 18488511.72 | 3092690.85 | 2.9938 | 0 | 0 | 300 | 0 | 0
2026 | Northern_California_Ex_Solar | CAISO | CAISO | Solar | 0 | 0 | 0 | 0 | Northern_California_Ex | 0 | 0 | 0 | 0 | 0 | 0 | 0 | 0 | 0 | 0 | 2.9938 | 0 | 0 | 0 | 0 | 0
2026 | Riverside_Palm_Springs_Solar | CAISO | CAISO | Solar | 0 | 0 | 565 | 565 | Riverside_Palm_Springs | 565 | 0 | 0 | 0 | 0 | 0 | 0 | 0 | 34820030.4 | 5824567.77 | 2.9938 | 0 | 0 | 565 | 0 | 0
2026 | Sacramento_River_Solar | CAISO | CAISO | Solar | 0 | 0 | 0 | 0 | Sacramento_River | 0 | 0 | 0 | 0 | 0 | 0 | 0 | 0 | 0 | 0 | 2.9938 | 0 | 0 | 0 | 0 | 0
2026 | SCADSNV_Solar | CAISO | CAISO | Solar | 0 | 0 | 0 | 0 | SCADSNV | 0 | 0 | 0 | 0 | 0 | 0 | 0 | 0 | 0 | 0 | 2.9938 | 0 | 0 | 0 | 0 | 0
2026 | Solano_Solar | CAISO | CAISO | Solar | 0 | 0 | 0 | 0 | Solano | 0 | 0 | 0 | 0 | 0 | 0 | 0 | 0 | 0 | 0 | 2.9938 | 0 | 0 | 0 | 0 | 0
2026 | Solano_subzone_Solar | CAISO | CAISO | Solar | 0 | 0 | 0 | 0 | Solano_subzone | 0 | 0 | 0 | 0 | 0 | 0 | 0 | 0 | 0 | 0 | 2.9938 | 0 | 0 | 0 | 0 | 0
2026 | Southern_California_Desert_Ex_Solar | CAISO | CAISO | Solar | 0 | 0 | 862 | 862 | Southern_California_Desert_Ex | 862 | 0 | 0 | 0 | 0 | 0 | 0 | 0 | 53123657 | 8886331.72 | 2.9938 | 0 | 0 | 862 | 0 | 0
2026 | Southern_Nevada_Solar | CAISO | CAISO | Solar | 0 | 0 | 153.97 | 153.97 | GLW_VEA | 153.97 | 0 | 0 | 0 | 0 | 0 | 0 | 0 | 9219225.46 | 1542158.43 | 2.9938 | 0 | 0 | 153.97 | 0 | 0
2026 | Tehachapi_Ex_Solar | CAISO | CAISO | Solar | 0 | 0 | 1488 | 1488 | Tehachapi_Ex | 1488 | 0 | 0 | 0 | 0 | 0 | 0 | 0 | 91703018.11 | 15339746.63 | 2.9938 | 0 | 0 | 1488 | 0 | 0
2026 | Tehachapi_Solar | CAISO | CAISO | Solar | 0 | 0 | 3735.56 | 3735.56 | Tehachapi | 3652.62 | 82.93 | 0 | 0 | 0 | 0 | 0 | 0 | 230216294.2 | 38509742.59 | 2.9938 | 0 | 0 | 3735.56 | 0 | 0
2026 | Westlands_Ex_Solar | CAISO | CAISO | Solar | 0 | 0 | 1778.57 | 1778.57 | Westlands_Ex | 1778.57 | 0 | 0 | 0 | 0 | 0 | 0 | 0 | 109610559.16 | 18335254.82 | 2.9938 | 0 | 0 | 1778.57 | 0 | 0
2026 | Westlands_Solar | CAISO | CAISO | Solar | 0 | 0 | 0 | 0 | Westlands | 0 | 0 | 0 | 0 | 0 | 0 | 0 | 0 | 0 | 0 | 2.9938 | 0 | 0 | 0 | 0 | 0
2026 | Arizona_Solar | CAISO | CAISO | Solar | 0 | 0 | 0 | 0 | 0 | 0 | 0 | 0 | 0 | 0 | 0 | 0 | 0 | 0 | 0 | 2.9938 | 0 | 0 | 0 | 0 | 0
2026 | Baja_California_Solar | CAISO | CAISO | Solar | 0 | 0 | 0 | 0 | 0 | 0 | 0 | 0 | 0 | 0 | 0 | 0 | 0 | 0 | 0 | 2.9938 | 0 | 0 | 0 | 0 | 0
2026 | New_Mexico_Solar | CAISO | CAISO | Solar | 0 | 0 | 0 | 0 | 0 | 0 | 0 | 0 | 0 | 0 | 0 | 0 | 0 | 0 | 0 | 2.9938 | 0 | 0 | 0 | 0 | 0
2026 | Utah_Solar | CAISO | CAISO | Solar | 0 | 0 | 0 | 0 | 0 | 0 | 0 | 0 | 0 | 0 | 0 | 0 | 0 | 0 | 0 | 2.9938 | 0 | 0 | 0 | 0 | 0
2030 | BANC_Solar_for_Other | BANC | BANC | Solar | 3630.93 | 0 | 0 | 3630.93 | 0 | 0 | 0 | 0 | 0 | 0 | 0 | 0 | 0 | 0 | 0 | 4.9706 | 3630.93 | 0 | 0 | 0 | 0
2030 | CAISO_Solar_for_Other | CAISO | CAISO | Solar | 12 | 0 | 0 | 12 | 0 | 0 | 0 | 0 | 0 | 0 | 0 | 0 | 0 | 0 | 0 | 4.9706 | 12 | 0 | 0 | 0 | 0
2030 | IID_Solar_for_Other | IID | IID | Solar | 0 | 0 | 0 | 0 | 0 | 0 | 0 | 0 | 0 | 0 | 0 | 0 | 0 | 0 | 0 | 4.9706 | 0 | 0 | 0 | 0 | 0
2030 | LDWP_Solar_for_Other | LDWP | LDWP | Solar | 1398.58 | 0 | 0 | 1398.58 | 0 | 0 | 0 | 0 | 0 | 0 | 0 | 0 | 0 | 0 | 0 | 4.9706 | 1398.58 | 0 | 0 | 0 | 0
2030 | NW_Solar_for_Other | NW | NW | Solar | 562.26 | 0 | 0 | 562.26 | 0 | 0 | 0 | 0 | 0 | 0 | 0 | 0 | 0 | 0 | 0 | 4.9706 | 562.26 | 0 | 0 | 0 | 0
2030 | SW_Solar_for_Other | SW | SW | Solar | 2899.41 | 0 | 0 | 2899.41 | 0 | 0 | 0 | 0 | 0 | 0 | 0 | 0 | 0 | 0 | 0 | 4.9706 | 2899.41 | 0 | 0 | 0 | 0
2030 | CAISO_Solar_for_CAISO | CAISO | CAISO | Solar | 14751 | 0 | 0 | 14751 | 0 | 0 | 0 | 0 | 0 | 0 | 0 | 0 | 0 | 0 | 0 | 4.9706 | 14751 | 0 | 0 | 0 | 0
2030 | IID_Solar_for_CAISO | IID | CAISO | Solar | 49.9 | 0 | 0 | 49.9 | 0 | 0 | 0 | 0 | 0 | 0 | 0 | 0 | 0 | 0 | 0 | 4.9706 | 49.9 | 0 | 0 | 0 | 0
2030 | SW_Solar_for_CAISO | SW | CAISO | Solar | 65 | 0 | 0 | 65 | 0 | 0 | 0 | 0 | 0 | 0 | 0 | 0 | 0 | 0 | 0 | 4.9706 | 65 | 0 | 0 | 0 | 0
2030 | Carrizo_Solar | CAISO | CAISO | Solar | 0 | 0 | 0 | 0 | Carrizo | 0 | 0 | 0 | 0 | 0 | 0 | 0 | 0 | 0 | 0 | 4.9706 | 0 | 0 | 0 | 0 | 0
2030 | Central_Valley_North_Los_Banos_Solar | CAISO | CAISO | Solar | 0 | 0 | 0 | 0 | Central_Valley_North_Los_Banos | 0 | 0 | 0 | 0 | 0 | 0 | 0 | 0 | 0 | 0 | 4.9706 | 0 | 0 | 0 | 0 | 0
2030 | Distributed_Solar | CAISO | CAISO | Solar | 0 | 0 | 0 | 0 | None | 0 | 0 | 0 | 0 | 0 | 0 | 0 | 0 | 0 | 0 | 4.9706 | 0 | 0 | 0 | 0 | 0
2030 | Greater_Imperial_Solar | CAISO | CAISO | Solar | 0 | 0 | 919.08 | 919.08 | Greater_Imperial | 919.08 | 0 | 0 | 0 | 0 | 0 | 0 | 0 | 56641404.49 | 9474767.7 | 4.9706 | 0 | 0 | 919.08 | 0 | 0
2030 | Inyokern_North_Kramer_Solar | CAISO | CAISO | Solar | 0 | 0 | 297 | 297 | Inyokern_North_Kramer | 297 | 0 | 0 | 0 | 0 | 0 | 0 | 0 | 18303626.6 | 3061763.94 | 4.9706 | 0 | 0 | 297 | 0 | 0
2030 | Kern_Greater_Carrizo_Solar | CAISO | CAISO | Solar | 0 | 0 | 298.69 | 298.69 | Kern_Greater_Carrizo | 298.69 | 0 | 0 | 0 | 0 | 0 | 0 | 0 | 18407707.81 | 3079174.27 | 4.9706 | 0 | 0 | 298.69 | 0 | 0
2030 | Kramer_Inyokern_Ex_Solar | CAISO | CAISO | Solar | 0 | 0 | 860.4 | 860.4 | Kramer_Inyokern_Ex | 860.4 | 0 | 0 | 0 | 0 | 0 | 0 | 0 | 53025051.6 | 8869837.36 | 4.9706 | 0 | 0 | 860.4 | 0 | 0
2030 | North_Victor_Solar | CAISO | CAISO | Solar | 0 | 0 | 300 | 300 | North_Victor | 300 | 0 | 0 | 0 | 0 | 0 | 0 | 0 | 18488511.72 | 3092690.85 | 4.9706 | 0 | 0 | 300 | 0 | 0
2030 | Northern_California_Ex_Solar | CAISO | CAISO | Solar | 0 | 0 | 0 | 0 | Northern_California_Ex | 0 | 0 | 0 | 0 | 0 | 0 | 0 | 0 | 0 | 0 | 4.9706 | 0 | 0 | 0 | 0 | 0
2030 | Riverside_Palm_Springs_Solar | CAISO | CAISO | Solar | 0 | 686.94 | 1251.94 | 1251.94 | Riverside_Palm_Springs | 565 | 686.94 | 0 | 0 | 0 | 0 | 0 | 0 | 84933339.51 | 12286713.83 | 4.9706 | 0 | 0 | 1251.94 | 0 | 0
2030 | Sacramento_River_Solar | CAISO | CAISO | Solar | 0 | 0 | 0 | 0 | Sacramento_River | 0 | 0 | 0 | 0 | 0 | 0 | 0 | 0 | 0 | 0 | 4.9706 | 0 | 0 | 0 | 0 | 0
2030 | SCADSNV_Solar | CAISO | CAISO | Solar | 0 | 0 | 0 | 0 | SCADSNV | 0 | 0 | 0 | 0 | 0 | 0 | 0 | 0 | 0 | 0 | 4.9706 | 0 | 0 | 0 | 0 | 0
2030 | Solano_Solar | CAISO | CAISO | Solar | 0 | 0 | 0 | 0 | Solano | 0 | 0 | 0 | 0 | 0 | 0 | 0 | 0 | 0 | 0 | 4.9706 | 0 | 0 | 0 | 0 | 0
2030 | Solano_subzone_Solar | CAISO | CAISO | Solar | 0 | 0 | 0 | 0 | Solano_subzone | 0 | 0 | 0 | 0 | 0 | 0 | 0 | 0 | 0 | 0 | 4.9706 | 0 | 0 | 0 | 0 | 0
2030 | Southern_California_Desert_Ex_Solar | CAISO | CAISO | Solar | 0 | 0 | 862 | 862 | Southern_California_Desert_Ex | 862 | 0 | 0 | 0 | 0 | 0 | 0 | 0 | 53123657 | 8886331.72 | 4.9706 | 0 | 0 | 862 | 0 | 0
2030 | Southern_Nevada_Solar | CAISO | CAISO | Solar | 0 | 0 | 153.97 | 153.97 | GLW_VEA | 153.97 | 0 | 0 | 0 | 0 | 0 | 0 | 0 | 9219225.46 | 1542158.43 | 4.9706 | 0 | 0 | 153.97 | 0 | 0
2030 | Tehachapi_Ex_Solar | CAISO | CAISO | Solar | 0 | 0 | 1488 | 1488 | Tehachapi_Ex | 1488 | 0 | 0 | 0 | 0 | 0 | 0 | 0 | 91703018.11 | 15339746.63 | 4.9706 | 0 | 0 | 1488 | 0 | 0
2030 | Tehachapi_Solar | CAISO | CAISO | Solar | 0 | 0 | 3735.56 | 3735.56 | Tehachapi | 3652.62 | 82.93 | 0 | 0 | 0 | 0 | 0 | 0 | 230216294.2 | 38509742.59 | 4.9706 | 0 | 0 | 3735.56 | 0 | 0
2030 | Westlands_Ex_Solar | CAISO | CAISO | Solar | 0 | 0 | 1778.57 | 1778.57 | Westlands_Ex | 1778.57 | 0 | 0 | 0 | 0 | 0 | 0 | 0 | 109610559.16 | 18335254.82 | 4.9706 | 0 | 0 | 1778.57 | 0 | 0
2030 | Westlands_Solar | CAISO | CAISO | Solar | 0 | 0 | 0 | 0 | Westlands | 0 | 0 | 0 | 0 | 0 | 0 | 0 | 0 | 0 | 0 | 4.9706 | 0 | 0 | 0 | 0 | 0
2030 | Arizona_Solar | CAISO | CAISO | Solar | 0 | 0 | 0 | 0 | 0 | 0 | 0 | 0 | 0 | 0 | 0 | 0 | 0 | 0 | 0 | 4.9706 | 0 | 0 | 0 | 0 | 0
2030 | Baja_California_Solar | CAISO | CAISO | Solar | 0 | 0 | 0 | 0 | 0 | 0 | 0 | 0 | 0 | 0 | 0 | 0 | 0 | 0 | 0 | 4.9706 | 0 | 0 | 0 | 0 | 0
2030 | New_Mexico_Solar | CAISO | CAISO | Solar | 0 | 0 | 0 | 0 | 0 | 0 | 0 | 0 | 0 | 0 | 0 | 0 | 0 | 0 | 0 | 4.9706 | 0 | 0 | 0 | 0 | 0
2030 | Utah_Solar | CAISO | CAISO | Solar | 0 | 0 | 0 | 0 | 0 | 0 | 0 | 0 | 0 | 0 | 0 | 0 | 0 | 0 | 0 | 4.9706 | 0 | 0 | 0 | 0 | 0
2045 | BANC_Solar_for_Other | BANC | BANC | Solar | 3630.93 | 0 | 0 | 3630.93 | 0 | 0 | 0 | 0 | 0 | 0 | 0 | 0 | 0 | 0 | 0 | 6.6952 | 3630.93 | 0 | 0 | 0 | 0
2045 | CAISO_Solar_for_Other | CAISO | CAISO | Solar | 12 | 0 | 0 | 12 | 0 | 0 | 0 | 0 | 0 | 0 | 0 | 0 | 0 | 0 | 0 | 6.6952 | 12 | 0 | 0 | 0 | 0
2045 | IID_Solar_for_Other | IID | IID | Solar | 0 | 0 | 0 | 0 | 0 | 0 | 0 | 0 | 0 | 0 | 0 | 0 | 0 | 0 | 0 | 6.6952 | 0 | 0 | 0 | 0 | 0
2045 | LDWP_Solar_for_Other | LDWP | LDWP | Solar | 1398.58 | 0 | 0 | 1398.58 | 0 | 0 | 0 | 0 | 0 | 0 | 0 | 0 | 0 | 0 | 0 | 6.6952 | 1398.58 | 0 | 0 | 0 | 0
2045 | NW_Solar_for_Other | NW | NW | Solar | 562.26 | 0 | 0 | 562.26 | 0 | 0 | 0 | 0 | 0 | 0 | 0 | 0 | 0 | 0 | 0 | 6.6952 | 562.26 | 0 | 0 | 0 | 0
2045 | SW_Solar_for_Other | SW | SW | Solar | 4323.15 | 0 | 0 | 4323.15 | 0 | 0 | 0 | 0 | 0 | 0 | 0 | 0 | 0 | 0 | 0 | 6.6952 | 4323.15 | 0 | 0 | 0 | 0
2045 | CAISO_Solar_for_CAISO | CAISO | CAISO | Solar | 14751 | 0 | 0 | 14751 | 0 | 0 | 0 | 0 | 0 | 0 | 0 | 0 | 0 | 0 | 0 | 6.6952 | 14751 | 0 | 0 | 0 | 0
2045 | IID_Solar_for_CAISO | IID | CAISO | Solar | 49.9 | 0 | 0 | 49.9 | 0 | 0 | 0 | 0 | 0 | 0 | 0 | 0 | 0 | 0 | 0 | 6.6952 | 49.9 | 0 | 0 | 0 | 0
2045 | SW_Solar_for_CAISO | SW | CAISO | Solar | 65 | 0 | 0 | 65 | 0 | 0 | 0 | 0 | 0 | 0 | 0 | 0 | 0 | 0 | 0 | 6.6952 | 65 | 0 | 0 | 0 | 0
2045 | Carrizo_Solar | CAISO | CAISO | Solar | 0 | 9907 | 9907 | 9907 | Carrizo | 9907 | 0 | 0 | 0 | 0 | -4982.93 | 0 | 0 | 670653208.56 | 81115942.12 | 6.6952 | 0 | 0 | 9907 | 0 | 0
2045 | Central_Valley_North_Los_Banos_Solar | CAISO | CAISO | Solar | 0 | 0 | 0 | 0 | Central_Valley_North_Los_Banos | 0 | 0 | 0 | 0 | 0 | 0 | 0 | 0 | 0 | 0 | 6.6952 | 0 | 0 | 0 | 0 | 0
2045 | Distributed_Solar | CAISO | CAISO | Solar | 0 | 0 | 0 | 0 | None | 0 | 0 | 0 | 0 | 0 | 0 | 0 | 0 | 0 | 0 | 6.6952 | 0 | 0 | 0 | 0 | 0
2045 | Greater_Imperial_Solar | CAISO | CAISO | Solar | 0 | 643.22 | 1562.3 | 1562.3 | Greater_Imperial | 919.08 | 643.22 | 0 | 0 | 0 | 0 | 0 | 0 | 100184391.69 | 14741320.34 | 6.6952 | 0 | 0 | 1562.3 | 0 | 0
2045 | Inyokern_North_Kramer_Solar | CAISO | CAISO | Solar | 0 | 0 | 297 | 297 | Inyokern_North_Kramer | 297 | 0 | 0 | 0 | 0 | 0 | 0 | 0 | 18303626.6 | 3061763.94 | 6.6952 | 0 | 0 | 297 | 0 | 0
2045 | Kern_Greater_Carrizo_Solar | CAISO | CAISO | Solar | 0 | 8030.31 | 8329 | 8329 | Kern_Greater_Carrizo | 7979 | 350 | 0 | 0 | 0 | -15011.87 | 0 | 0 | 562018683.59 | 68829275.64 | 6.6952 | 0 | 0 | 8329 | 0 | 0
2045 | Kramer_Inyokern_Ex_Solar | CAISO | CAISO | Solar | 0 | 3647.6 | 4508 | 4508 | Kramer_Inyokern_Ex | 4508 | 0 | 0 | 0 | 0 | -15948.05 | 0 | 0 | 299948907.82 | 38735438.5 | 6.6952 | 0 | 0 | 4508 | 0 | 0
2045 | North_Victor_Solar | CAISO | CAISO | Solar | 0 | 0 | 300 | 300 | North_Victor | 300 | 0 | 0 | 0 | 0 | 0 | 0 | 0 | 18488511.72 | 3092690.85 | 6.6952 | 0 | 0 | 300 | 0 | 0
2045 | Northern_California_Ex_Solar | CAISO | CAISO | Solar | 0 | 0 | 0 | 0 | Northern_California_Ex | 0 | 0 | 0 | 0 | 0 | 0 | 0 | 0 | 0 | 0 | 6.6952 | 0 | 0 | 0 | 0 | 0
2045 | Riverside_Palm_Springs_Solar | CAISO | CAISO | Solar | 0 | 1363.06 | 2615 | 2615 | Riverside_Palm_Springs | 565 | 2050 | 0 | 0 | 0 | 0 | 0 | 0 | 177205740.37 | 23447120.77 | 6.6952 | 0 | 0 | 2615 | 0 | 0
2045 | Sacramento_River_Solar | CAISO | CAISO | Solar | 0 | 1696.02 | 1696.02 | 1696.02 | Sacramento_River | 0 | 1696.02 | 0 | 0 | 0 | 0 | 0 | 0 | 114811875.92 | 13886571.13 | 6.6952 | 0 | 0 | 1696.02 | 0 | 0
2045 | SCADSNV_Solar | CAISO | CAISO | Solar | 0 | 0 | 0 | 0 | SCADSNV | 0 | 0 | 0 | 0 | 0 | 0 | 0 | 0 | 0 | 0 | 6.6952 | 0 | 0 | 0 | 0 | 0
2045 | Solano_Solar | CAISO | CAISO | Solar | 0 | 622 | 622 | 622 | Solano | 0 | 622 | 0 | 0 | 0 | 0 | 0 | 0 | 42106217.39 | 5092774.4 | 6.6952 | 0 | 0 | 622 | 0 | 0
2045 | Solano_subzone_Solar | CAISO | CAISO | Solar | 0 | 0 | 0 | 0 | Solano_subzone | 0 | 0 | 0 | 0 | 0 | 0 | 0 | 0 | 0 | 0 | 6.6952 | 0 | 0 | 0 | 0 | 0
2045 | Southern_California_Desert_Ex_Solar | CAISO | CAISO | Solar | 0 | 0 | 862 | 862 | Southern_California_Desert_Ex | 862 | 0 | 0 | 0 | 0 | 0 | 0 | 0 | 53123657 | 8886331.72 | 6.6952 | 0 | 0 | 862 | 0 | 0
2045 | Southern_Nevada_Solar | CAISO | CAISO | Solar | 0 | 0 | 153.97 | 153.97 | GLW_VEA | 153.97 | 0 | 0 | 0 | 0 | 0 | 0 | 0 | 9219225.46 | 1542158.43 | 6.6952 | 0 | 0 | 153.97 | 0 | 0
2045 | Tehachapi_Ex_Solar | CAISO | CAISO | Solar | 0 | 0 | 1488 | 1488 | Tehachapi_Ex | 1488 | 0 | 0 | 0 | 0 | -56620.49 | 0 | 0 | 91703018.11 | 15339746.63 | 6.6952 | 0 | 0 | 1488 | 0 | 0
2045 | Tehachapi_Solar | CAISO | CAISO | Solar | 0 | 0 | 3735.56 | 3735.56 | Tehachapi | 3652.62 | 82.93 | 0 | 0 | 0 | -51825.4 | 0 | 0 | 230216294.2 | 38509742.59 | 6.6952 | 0 | 0 | 3735.56 | 0 | 0
2045 | Westlands_Ex_Solar | CAISO | CAISO | Solar | 0 | 2322.13 | 4100.7 | 4100.7 | Westlands_Ex | 4100.7 | 0 | 0 | 0 | 0 | 0 | 0 | 0 | 266806820.35 | 37348244.94 | 6.6952 | 0 | 0 | 4100.7 | 0 | 0
2045 | Westlands_Solar | CAISO | CAISO | Solar | 0 | 36081.89 | 36081.89 | 36081.89 | Westlands | 35731.89 | 350 | 0 | 0 | 0 | 0 | 0 | 0 | 2442559253.66 | 295429131.65 | 6.6952 | 0 | 0 | 36081.89 | 0 | 0
2045 | Arizona_Solar | CAISO | CAISO | Solar | 0 | 0 | 0 | 0 | 0 | 0 | 0 | 0 | 0 | 0 | 0 | 0 | 0 | 0 | 0 | 6.6952 | 0 | 0 | 0 | 0 | 0
2045 | Baja_California_Solar | CAISO | CAISO | Solar | 0 | 0 | 0 | 0 | 0 | 0 | 0 | 0 | 0 | 0 | 0 | 0 | 0 | 0 | 0 | 6.6952 | 0 | 0 | 0 | 0 | 0
2045 | New_Mexico_Solar | CAISO | CAISO | Solar | 0 | 0 | 0 | 0 | 0 | 0 | 0 | 0 | 0 | 0 | 0 | 0 | 0 | 0 | 0 | 6.6952 | 0 | 0 | 0 | 0 | 0
2045 | Utah_Solar | CAISO | CAISO | Solar | 0 | 0 | 0 | 0 | 0 | 0 | 0 | 0 | 0 | 0 | 0 | 0 | 0 | 0 | 0 | 6.6952 | 0 | 0 | 0 | 0 | 0
2020 | SW_CCGT | SW | SW | SW_CCGT | 17015.1 | 0 | 0 | 17015.1 | 0 | 0 | 0 | 0 | 0 | 0 | 0 | 344.28 | 49.42 | 0 | 0 | 1.4762 | 17015.1 | 0 | 0 | 0 | 0
2022 | SW_CCGT | SW | SW | SW_CCGT | 17015.1 | 0 | 0 | 17015.1 | 0 | 0 | 0 | 0 | 0 | 0 | 0 | 344.28 | 49.42 | 0 | 0 | 2.6383 | 17015.1 | 0 | 0 | 0 | 0
2026 | SW_CCGT | SW | SW | SW_CCGT | 19421.1 | 0 | 0 | 19421.1 | 0 | 0 | 0 | 0 | 0 | 0 | 0 | 344.28 | 56.41 | 0 | 0 | 2.9938 | 19421.1 | 0 | 0 | 0 | 0
2030 | SW_CCGT | SW | SW | SW_CCGT | 19741.1 | 0 | 0 | 19741.1 | 0 | 0 | 0 | 0 | 0 | 0 | 0 | 344.28 | 57.34 | 0 | 0 | 4.9706 | 19741.1 | 0 | 0 | 0 | 0
2045 | SW_CCGT | SW | SW | SW_CCGT | 16156.7 | 0 | 0 | 16156.7 | 0 | 0 | 0 | 0 | 0 | 0 | 0 | 344.28 | 46.93 | 0 | 0 | 6.6952 | 16156.7 | 0 | 0 | 0 | 0
2020 | SW_Coal | SW | SW | SW_Coal | 7167.6 | 0 | 0 | 7167.6 | 0 | 0 | 0 | 0 | 0 | 0 | 0 | 409.46 | 17.5 | 0 | 0 | 1.4762 | 7167.6 | 0 | 0 | 0 | 0
2022 | SW_Coal | SW | SW | SW_Coal | 7167.6 | 0 | 0 | 7167.6 | 0 | 0 | 0 | 0 | 0 | 0 | 0 | 409.46 | 17.5 | 0 | 0 | 2.6383 | 7167.6 | 0 | 0 | 0 | 0
2026 | SW_Coal | SW | SW | SW_Coal | 6265.6 | 0 | 0 | 6265.6 | 0 | 0 | 0 | 0 | 0 | 0 | 0 | 409.46 | 15.3 | 0 | 0 | 2.9938 | 6265.6 | 0 | 0 | 0 | 0
2030 | SW_Coal | SW | SW | SW_Coal | 6140.6 | 0 | 0 | 6140.6 | 0 | 0 | 0 | 0 | 0 | 0 | 0 | 409.46 | 15 | 0 | 0 | 4.9706 | 6140.6 | 0 | 0 | 0 | 0
2045 | SW_Coal | SW | SW | SW_Coal | 6140.6 | 0 | 0 | 6140.6 | 0 | 0 | 0 | 0 | 0 | 0 | 0 | 409.46 | 15 | 0 | 0 | 6.6952 | 6140.6 | 0 | 0 | 0 | 0
2020 | SW_Nuclear | SW | SW | SW_Nuclear | 2998 | 0 | 0 | 2998 | 0 | 0 | 0 | 0 | 0 | 0 | 0 | 0 | 0 | 0 | 0 | 1.4762 | 2998 | 0 | 0 | 0 | 0
2022 | SW_Nuclear | SW | SW | SW_Nuclear | 2998 | 0 | 0 | 2998 | 0 | 0 | 0 | 0 | 0 | 0 | 0 | 0 | 0 | 0 | 0 | 2.6383 | 2998 | 0 | 0 | 0 | 0
2026 | SW_Nuclear | SW | SW | SW_Nuclear | 2998 | 0 | 0 | 2998 | 0 | 0 | 0 | 0 | 0 | 0 | 0 | 0 | 0 | 0 | 0 | 2.9938 | 2998 | 0 | 0 | 0 | 0
2030 | SW_Nuclear | SW | SW | SW_Nuclear | 2998 | 0 | 0 | 2998 | 0 | 0 | 0 | 0 | 0 | 0 | 0 | 0 | 0 | 0 | 0 | 4.9706 | 2998 | 0 | 0 | 0 | 0
2045 | SW_Nuclear | SW | SW | SW_Nuclear | 2998 | 0 | 0 | 2998 | 0 | 0 | 0 | 0 | 0 | 0 | 0 | 0 | 0 | 0 | 0 | 6.6952 | 2998 | 0 | 0 | 0 | 0
2020 | SW_Peaker | SW | SW | SW_Peaker | 5989.12 | 0 | 0 | 5989.12 | 0 | 0 | 0 | 0 | 0 | 0 | 0 | 47.78 | 125.34 | 0 | 0 | 1.4762 | 5989.12 | 0 | 0 | 0 | 0
2022 | SW_Peaker | SW | SW | SW_Peaker | 6262.12 | 0 | 0 | 6262.12 | 0 | 0 | 0 | 0 | 0 | 0 | 0 | 47.78 | 131.06 | 0 | 0 | 2.6383 | 6262.12 | 0 | 0 | 0 | 0
2026 | SW_Peaker | SW | SW | SW_Peaker | 6808.12 | 0 | 0 | 6808.12 | 0 | 0 | 0 | 0 | 0 | 0 | 0 | 47.78 | 142.48 | 0 | 0 | 2.9938 | 6808.12 | 0 | 0 | 0 | 0
2030 | SW_Peaker | SW | SW | SW_Peaker | 6301.92 | 0 | 0 | 6301.92 | 0 | 0 | 0 | 0 | 0 | 0 | 0 | 47.78 | 131.89 | 0 | 0 | 4.9706 | 6301.92 | 0 | 0 | 0 | 0
2045 | SW_Peaker | SW | SW | SW_Peaker | 5481.92 | 0 | 0 | 5481.92 | 0 | 0 | 0 | 0 | 0 | 0 | 0 | 47.78 | 114.73 | 0 | 0 | 6.6952 | 5481.92 | 0 | 0 | 0 | 0
2020 | SW_ST | SW | SW | SW_ST | 1611.5 | 0 | 0 | 1611.5 | 0 | 0 | 0 | 0 | 0 | 0 | 0 | 92.71 | 17.38 | 0 | 0 | 1.4762 | 1611.5 | 0 | 0 | 0 | 0
2022 | SW_ST | SW | SW | SW_ST | 1611.5 | 0 | 0 | 1611.5 | 0 | 0 | 0 | 0 | 0 | 0 | 0 | 92.71 | 17.38 | 0 | 0 | 2.6383 | 1611.5 | 0 | 0 | 0 | 0
2026 | SW_ST | SW | SW | SW_ST | 1318.5 | 0 | 0 | 1318.5 | 0 | 0 | 0 | 0 | 0 | 0 | 0 | 92.71 | 14.22 | 0 | 0 | 2.9938 | 1318.5 | 0 | 0 | 0 | 0
2030 | SW_ST | SW | SW | SW_ST | 966.5 | 0 | 0 | 966.5 | 0 | 0 | 0 | 0 | 0 | 0 | 0 | 92.71 | 10.42 | 0 | 0 | 4.9706 | 966.5 | 0 | 0 | 0 | 0
2045 | SW_ST | SW | SW | SW_ST | 824.5 | 0 | 0 | 824.5 | 0 | 0 | 0 | 0 | 0 | 0 | 0 | 92.71 | 8.89 | 0 | 0 | 6.6952 | 824.5 | 0 | 0 | 0 | 0
2020 | BANC_Wind_for_Other | BANC | BANC | Wind | 0 | 0 | 0 | 0 | 0 | 0 | 0 | 0 | 0 | 0 | 0 | 0 | 0 | 0 | 0 | 1.4762 | 0 | 0 | 0 | 0 | 0
2020 | CAISO_Wind_for_Other | CAISO | CAISO | Wind | 279.98 | 0 | 0 | 279.98 | 0 | 0 | 0 | 0 | 0 | 0 | 0 | 0 | 0 | 0 | 0 | 1.4762 | 279.98 | 0 | 0 | 0 | 0
2020 | IID_Wind_for_Other | IID | IID | Wind | 0 | 0 | 0 | 0 | 0 | 0 | 0 | 0 | 0 | 0 | 0 | 0 | 0 | 0 | 0 | 1.4762 | 0 | 0 | 0 | 0 | 0
2020 | LDWP_Wind_for_Other | LDWP | LDWP | Wind | 0 | 0 | 0 | 0 | 0 | 0 | 0 | 0 | 0 | 0 | 0 | 0 | 0 | 0 | 0 | 1.4762 | 0 | 0 | 0 | 0 | 0
2020 | NW_Wind_for_Other | NW | NW | Wind | 8594.91 | 0 | 0 | 8594.91 | 0 | 0 | 0 | 0 | 0 | 0 | 0 | 0 | 0 | 0 | 0 | 1.4762 | 8594.91 | 0 | 0 | 0 | 0
2020 | SW_Wind_for_Other | SW | SW | Wind | 2124.23 | 0 | 0 | 2124.23 | 0 | 0 | 0 | 0 | 0 | 0 | 0 | 0 | 0 | 0 | 0 | 1.4762 | 2124.23 | 0 | 0 | 0 | 0
2020 | CAISO_Wind_for_CAISO | CAISO | CAISO | Wind | 7076.58 | 0 | 0 | 7076.58 | 0 | 0 | 0 | 0 | 0 | 0 | 0 | 0 | 0 | 0 | 0 | 1.4762 | 7076.58 | 0 | 0 | 0 | 0
2020 | LDWP_Wind_for_CAISO | LDWP | CAISO | Wind | 5.09 | 0 | 0 | 5.09 | 0 | 0 | 0 | 0 | 0 | 0 | 0 | 0 | 0 | 0 | 0 | 1.4762 | 5.09 | 0 | 0 | 0 | 0
2020 | NW_Wind_for_CAISO | NW | CAISO | Wind | 1417.29 | 0 | 0 | 1417.29 | 0 | 0 | 0 | 0 | 0 | 0 | 0 | 0 | 0 | 0 | 0 | 1.4762 | 1417.29 | 0 | 0 | 0 | 0
2020 | SW_Wind_for_CAISO | SW | CAISO | Wind | 50.4 | 0 | 0 | 50.4 | 0 | 0 | 0 | 0 | 0 | 0 | 0 | 0 | 0 | 0 | 0 | 1.4762 | 50.4 | 0 | 0 | 0 | 0
2020 | Carrizo_Wind | CAISO | CAISO | Wind | 0 | 0 | 0 | 0 | Carrizo | 0 | 0 | 0 | 0 | 0 | -134250.01 | 0 | 0 | 0 | 0 | 1.4762 | 0 | 0 | 0 | 0 | 0
2020 | Central_Valley_North_Los_Banos_Wind | CAISO | CAISO | Wind | 0 | 0 | 0 | 0 | Central_Valley_North_Los_Banos | 0 | 0 | 0 | 0 | 0 | -90912.72 | 0 | 0 | 0 | 0 | 1.4762 | 0 | 0 | 0 | 0 | 0
2020 | Distributed_Wind | CAISO | CAISO | Wind | 0 | 0 | 0 | 0 | None | 0 | 0 | 0 | 0 | 0 | -107113.43 | 0 | 0 | 0 | 0 | 1.4762 | 0 | 0 | 0 | 0 | 0
2020 | Greater_Imperial_Wind | CAISO | CAISO | Wind | 0 | 0 | 0 | 0 | Greater_Imperial | 0 | 0 | 0 | 0 | 0 | -186845.24 | 0 | 0 | 0 | 0 | 1.4762 | 0 | 0 | 0 | 0 | 0
2020 | Greater_Kramer_Wind | CAISO | CAISO | Wind | 0 | 0 | 0 | 0 | Greater_Kramer | 0 | 0 | 0 | 0 | 0 | 0 | 0 | 0 | 0 | 0 | 1.4762 | 0 | 0 | 0 | 0 | 0
2020 | Humboldt_Wind | CAISO | CAISO | Wind | 0 | 0 | 0 | 0 | Humboldt | 0 | 0 | 0 | 0 | 0 | -156473.92 | 0 | 0 | 0 | 0 | 1.4762 | 0 | 0 | 0 | 0 | 0
2020 | Kern_Greater_Carrizo_Wind | CAISO | CAISO | Wind | 0 | 0 | 0 | 0 | Kern_Greater_Carrizo | 0 | 0 | 0 | 0 | 0 | -119158.46 | 0 | 0 | 0 | 0 | 1.4762 | 0 | 0 | 0 | 0 | 0
2020 | Kramer_Inyokern_Ex_Wind | CAISO | CAISO | Wind | 0 | 0 | 0 | 0 | Kramer_Inyokern_Ex | 0 | 0 | 0 | 0 | 0 | -118133.88 | 0 | 0 | 0 | 0 | 1.4762 | 0 | 0 | 0 | 0 | 0
2020 | Northern_California_Ex_Wind | CAISO | CAISO | Wind | 0 | 0 | 0 | 0 | Northern_California_Ex | 0 | 0 | 0 | 0 | 0 | -130524.05 | 0 | 0 | 0 | 0 | 1.4762 | 0 | 0 | 0 | 0 | 0
2020 | NW_Ext_Tx_Wind | CAISO | CAISO | Wind | 0 | 0 | 0 | 0 | Sacramento_River | 0 | 0 | 0 | 0 | 0 | -90804.35 | 0 | 0 | 0 | 0 | 1.4762 | 0 | 0 | 0 | 0 | 0
2020 | Sacramento_River_Wind | CAISO | CAISO | Wind | 0 | 0 | 0 | 0 | 0 | 0 | 0 | 0 | 0 | 0 | 0 | 0 | 0 | 0 | 0 | 1.4762 | 0 | 0 | 0 | 0 | 0
2020 | SCADSNV_Wind | CAISO | CAISO | Wind | 0 | 0 | 0 | 0 | SCADSNV | 0 | 0 | 0 | 0 | 0 | 0 | 0 | 0 | 0 | 0 | 1.4762 | 0 | 0 | 0 | 0 | 0
2020 | Solano_subzone_Wind | CAISO | CAISO | Wind | 0 | 0 | 0 | 0 | Solano_subzone | 0 | 0 | 0 | 0 | 0 | 0 | 0 | 0 | 0 | 0 | 1.4762 | 0 | 0 | 0 | 0 | 0
2020 | Solano_Wind | CAISO | CAISO | Wind | 0 | 0 | 0 | 0 | Solano | 0 | 0 | 0 | 0 | 0 | -136096.32 | 0 | 0 | 0 | 0 | 1.4762 | 0 | 0 | 0 | 0 | 0
2020 | Southern_California_Desert_Ex_Wind | CAISO | CAISO | Wind | 0 | 0 | 0 | 0 | Southern_California_Desert_Ex | 0 | 0 | 0 | 0 | 0 | -79794.67 | 0 | 0 | 0 | 0 | 1.4762 | 0 | 0 | 0 | 0 | 0
2020 | Southern_Nevada_Wind | CAISO | CAISO | Wind | 0 | 0 | 0 | 0 | GLW_VEA | 0 | 0 | 0 | 0 | 0 | -99798.8 | 0 | 0 | 0 | 0 | 1.4762 | 0 | 0 | 0 | 0 | 0
2020 | SW_Ext_Tx_Wind | CAISO | CAISO | Wind | 0 | 0 | 0 | 0 | Riverside_Palm_Springs | 0 | 0 | 0 | 0 | 0 | -117530.63 | 0 | 0 | 0 | 0 | 1.4762 | 0 | 0 | 0 | 0 | 0
2020 | Tehachapi_Wind | CAISO | CAISO | Wind | 0 | 0 | 0 | 0 | Tehachapi | 0 | 0 | 0 | 0 | 0 | -171743.25 | 0 | 0 | 0 | 0 | 1.4762 | 0 | 0 | 0 | 0 | 0
2020 | Westlands_Ex_Wind | CAISO | CAISO | Wind | 0 | 0 | 0 | 0 | 0 | 0 | 0 | 0 | 0 | 0 | 0 | 0 | 0 | 0 | 0 | 1.4762 | 0 | 0 | 0 | 0 | 0
2020 | Arizona_Wind | CAISO | CAISO | Wind | 0 | 0 | 0 | 0 | 0 | 0 | 0 | 0 | 0 | 0 | 0 | 0 | 0 | 0 | 0 | 1.4762 | 0 | 0 | 0 | 0 | 0
2020 | Baja_California_Wind | CAISO | CAISO | Wind | 0 | 0 | 0 | 0 | 0 | 0 | 0 | 0 | 0 | 0 | 0 | 0 | 0 | 0 | 0 | 1.4762 | 0 | 0 | 0 | 0 | 0
2020 | Idaho_Wind | CAISO | CAISO | Wind | 0 | 0 | 0 | 0 | 0 | 0 | 0 | 0 | 0 | 0 | 0 | 0 | 0 | 0 | 0 | 1.4762 | 0 | 0 | 0 | 0 | 0
2020 | New_Mexico_Wind | CAISO | CAISO | Wind | 0 | 0 | 0 | 0 | 0 | 0 | 0 | 0 | 0 | 0 | 0 | 0 | 0 | 0 | 0 | 1.4762 | 0 | 0 | 0 | 0 | 0
2020 | Utah_Wind | CAISO | CAISO | Wind | 0 | 0 | 0 | 0 | 0 | 0 | 0 | 0 | 0 | 0 | 0 | 0 | 0 | 0 | 0 | 1.4762 | 0 | 0 | 0 | 0 | 0
2020 | Wyoming_Wind | CAISO | CAISO | Wind | 0 | 0 | 0 | 0 | 0 | 0 | 0 | 0 | 0 | 0 | 0 | 0 | 0 | 0 | 0 | 1.4762 | 0 | 0 | 0 | 0 | 0
2020 | Pacific_Northwest_Wind | CAISO | CAISO | Wind | 0 | 0 | 0 | 0 | 0 | 0 | 0 | 0 | 0 | 0 | 0 | 0 | 0 | 0 | 0 | 1.4762 | 0 | 0 | 0 | 0 | 0
2022 | BANC_Wind_for_Other | BANC | BANC | Wind | 0 | 0 | 0 | 0 | 0 | 0 | 0 | 0 | 0 | 0 | 0 | 0 | 0 | 0 | 0 | 2.6383 | 0 | 0 | 0 | 0 | 0
2022 | CAISO_Wind_for_Other | CAISO | CAISO | Wind | 279.98 | 0 | 0 | 279.98 | 0 | 0 | 0 | 0 | 0 | 0 | 0 | 0 | 0 | 0 | 0 | 2.6383 | 279.98 | 0 | 0 | 0 | 0
2022 | IID_Wind_for_Other | IID | IID | Wind | 0 | 0 | 0 | 0 | 0 | 0 | 0 | 0 | 0 | 0 | 0 | 0 | 0 | 0 | 0 | 2.6383 | 0 | 0 | 0 | 0 | 0
2022 | LDWP_Wind_for_Other | LDWP | LDWP | Wind | 25.3 | 0 | 0 | 25.3 | 0 | 0 | 0 | 0 | 0 | 0 | 0 | 0 | 0 | 0 | 0 | 2.6383 | 25.3 | 0 | 0 | 0 | 0
2022 | NW_Wind_for_Other | NW | NW | Wind | 8594.91 | 0 | 0 | 8594.91 | 0 | 0 | 0 | 0 | 0 | 0 | 0 | 0 | 0 | 0 | 0 | 2.6383 | 8594.91 | 0 | 0 | 0 | 0
2022 | SW_Wind_for_Other | SW | SW | Wind | 2124.23 | 0 | 0 | 2124.23 | 0 | 0 | 0 | 0 | 0 | 0 | 0 | 0 | 0 | 0 | 0 | 2.6383 | 2124.23 | 0 | 0 | 0 | 0
2022 | CAISO_Wind_for_CAISO | CAISO | CAISO | Wind | 7176.33 | 0 | 0 | 7176.33 | 0 | 0 | 0 | 0 | 0 | 0 | 0 | 0 | 0 | 0 | 0 | 2.6383 | 7176.33 | 0 | 0 | 0 | 0
2022 | LDWP_Wind_for_CAISO | LDWP | CAISO | Wind | 5.09 | 0 | 0 | 5.09 | 0 | 0 | 0 | 0 | 0 | 0 | 0 | 0 | 0 | 0 | 0 | 2.6383 | 5.09 | 0 | 0 | 0 | 0
2022 | NW_Wind_for_CAISO | NW | CAISO | Wind | 1417.29 | 0 | 0 | 1417.29 | 0 | 0 | 0 | 0 | 0 | 0 | 0 | 0 | 0 | 0 | 0 | 2.6383 | 1417.29 | 0 | 0 | 0 | 0
2022 | SW_Wind_for_CAISO | SW | CAISO | Wind | 50.4 | 0 | 0 | 50.4 | 0 | 0 | 0 | 0 | 0 | 0 | 0 | 0 | 0 | 0 | 0 | 2.6383 | 50.4 | 0 | 0 | 0 | 0
2022 | Carrizo_Wind | CAISO | CAISO | Wind | 0 | 0 | 0 | 0 | Carrizo | 0 | 0 | 0 | 0 | 0 | -125165.43 | 0 | 0 | 0 | 0 | 2.6383 | 0 | 0 | 0 | 0 | 0
2022 | Central_Valley_North_Los_Banos_Wind | CAISO | CAISO | Wind | 0 | 0 | 0 | 0 | Central_Valley_North_Los_Banos | 0 | 0 | 0 | 0 | 0 | 0 | 0 | 0 | 0 | 0 | 2.6383 | 0 | 0 | 0 | 0 | 0
2022 | Distributed_Wind | CAISO | CAISO | Wind | 0 | 253.16 | 253.16 | 253.16 | None | 253.16 | 0 | 0 | 0 | 0 | 0 | 0 | 0 | 26204881.19 | 10595518.93 | 2.6383 | 0 | 0 | 253.16 | 0 | 0
2022 | Greater_Imperial_Wind | CAISO | CAISO | Wind | 0 | 0 | 0 | 0 | Greater_Imperial | 0 | 0 | 0 | 0 | 0 | 0 | 0 | 0 | 0 | 0 | 2.6383 | 0 | 0 | 0 | 0 | 0
2022 | Greater_Kramer_Wind | CAISO | CAISO | Wind | 0 | 0 | 0 | 0 | Greater_Kramer | 0 | 0 | 0 | 0 | 0 | 0 | 0 | 0 | 0 | 0 | 2.6383 | 0 | 0 | 0 | 0 | 0
2022 | Humboldt_Wind | CAISO | CAISO | Wind | 0 | 0 | 0 | 0 | Humboldt | 0 | 0 | 0 | 0 | 0 | 0 | 0 | 0 | 0 | 0 | 2.6383 | 0 | 0 | 0 | 0 | 0
2022 | Kern_Greater_Carrizo_Wind | CAISO | CAISO | Wind | 0 | 60 | 60 | 60 | Kern_Greater_Carrizo | 60 | 0 | 0 | 0 | 0 | -91962.96 | 0 | 0 | 6212716.84 | 2511183.19 | 2.6383 | 0 | 0 | 60 | 0 | 0
2022 | Kramer_Inyokern_Ex_Wind | CAISO | CAISO | Wind | 0 | 0 | 0 | 0 | Kramer_Inyokern_Ex | 0 | 0 | 0 | 0 | 0 | 0 | 0 | 0 | 0 | 0 | 2.6383 | 0 | 0 | 0 | 0 | 0
2022 | Northern_California_Ex_Wind | CAISO | CAISO | Wind | 0 | 865.9 | 865.9 | 865.9 | Northern_California_Ex | 865.9 | 0 | 0 | 0 | 0 | -31507.04 | 0 | 0 | 87896033.65 | 36240558.71 | 2.6383 | 0 | 0 | 865.9 | 0 | 0
2022 | NW_Ext_Tx_Wind | CAISO | CAISO | Wind | 0 | 262.91 | 262.91 | 262.91 | Sacramento_River | 262.91 | 0 | 0 | 0 | 0 | 0 | 0 | 0 | 37233550.64 | 11016907.02 | 2.6383 | 0 | 0 | 262.91 | 0 | 0
2022 | Sacramento_River_Wind | CAISO | CAISO | Wind | 0 | 0 | 0 | 0 | 0 | 0 | 0 | 0 | 0 | 0 | 0 | 0 | 0 | 0 | 0 | 2.6383 | 0 | 0 | 0 | 0 | 0
2022 | SCADSNV_Wind | CAISO | CAISO | Wind | 0 | 0 | 0 | 0 | SCADSNV | 0 | 0 | 0 | 0 | 0 | 0 | 0 | 0 | 0 | 0 | 2.6383 | 0 | 0 | 0 | 0 | 0
2022 | Solano_subzone_Wind | CAISO | CAISO | Wind | 0 | 0 | 0 | 0 | Solano_subzone | 0 | 0 | 0 | 0 | 0 | 0 | 0 | 0 | 0 | 0 | 2.6383 | 0 | 0 | 0 | 0 | 0
2022 | Solano_Wind | CAISO | CAISO | Wind | 0 | 542 | 542 | 542 | Solano | 542 | 0 | 0 | 0 | 0 | -32066.12 | 0 | 0 | 54954546.17 | 22684354.8 | 2.6383 | 0 | 0 | 542 | 0 | 0
2022 | Southern_California_Desert_Ex_Wind | CAISO | CAISO | Wind | 0 | 0 | 0 | 0 | Southern_California_Desert_Ex | 0 | 0 | 0 | 0 | 0 | 0 | 0 | 0 | 0 | 0 | 2.6383 | 0 | 0 | 0 | 0 | 0
2022 | Southern_Nevada_Wind | CAISO | CAISO | Wind | 0 | 442.03 | 442.03 | 442.03 | GLW_VEA | 442.03 | 0 | 0 | 0 | 0 | -46164.47 | 0 | 0 | 45026961.74 | 18139039.1 | 2.6383 | 0 | 0 | 442.03 | 0 | 0
2022 | SW_Ext_Tx_Wind | CAISO | CAISO | Wind | 0 | 0 | 0 | 0 | Riverside_Palm_Springs | 0 | 0 | 0 | 0 | 0 | 0 | 0 | 0 | 0 | 0 | 2.6383 | 0 | 0 | 0 | 0 | 0
2022 | Tehachapi_Wind | CAISO | CAISO | Wind | 0 | 24.38 | 24.38 | 24.38 | Tehachapi | 24.38 | 0 | 0 | 0 | 0 | 0 | 0 | 0 | 2323003.62 | 1034469.32 | 2.6383 | 0 | 0 | 24.38 | 0 | 0
2022 | Westlands_Ex_Wind | CAISO | CAISO | Wind | 0 | 0 | 0 | 0 | 0 | 0 | 0 | 0 | 0 | 0 | 0 | 0 | 0 | 0 | 0 | 2.6383 | 0 | 0 | 0 | 0 | 0
2022 | Arizona_Wind | CAISO | CAISO | Wind | 0 | 0 | 0 | 0 | 0 | 0 | 0 | 0 | 0 | 0 | 0 | 0 | 0 | 0 | 0 | 2.6383 | 0 | 0 | 0 | 0 | 0
2022 | Baja_California_Wind | CAISO | CAISO | Wind | 0 | 0 | 0 | 0 | 0 | 0 | 0 | 0 | 0 | 0 | 0 | 0 | 0 | 0 | 0 | 2.6383 | 0 | 0 | 0 | 0 | 0
2022 | Idaho_Wind | CAISO | CAISO | Wind | 0 | 0 | 0 | 0 | 0 | 0 | 0 | 0 | 0 | 0 | 0 | 0 | 0 | 0 | 0 | 2.6383 | 0 | 0 | 0 | 0 | 0
2022 | New_Mexico_Wind | CAISO | CAISO | Wind | 0 | 0 | 0 | 0 | 0 | 0 | 0 | 0 | 0 | 0 | 0 | 0 | 0 | 0 | 0 | 2.6383 | 0 | 0 | 0 | 0 | 0
2022 | Utah_Wind | CAISO | CAISO | Wind | 0 | 0 | 0 | 0 | 0 | 0 | 0 | 0 | 0 | 0 | 0 | 0 | 0 | 0 | 0 | 2.6383 | 0 | 0 | 0 | 0 | 0
2022 | Wyoming_Wind | CAISO | CAISO | Wind | 0 | 0 | 0 | 0 | 0 | 0 | 0 | 0 | 0 | 0 | 0 | 0 | 0 | 0 | 0 | 2.6383 | 0 | 0 | 0 | 0 | 0
2022 | Pacific_Northwest_Wind | CAISO | CAISO | Wind | 0 | 0 | 0 | 0 | 0 | 0 | 0 | 0 | 0 | 0 | 0 | 0 | 0 | 0 | 0 | 2.6383 | 0 | 0 | 0 | 0 | 0
2026 | BANC_Wind_for_Other | BANC | BANC | Wind | 0 | 0 | 0 | 0 | 0 | 0 | 0 | 0 | 0 | 0 | 0 | 0 | 0 | 0 | 0 | 2.9938 | 0 | 0 | 0 | 0 | 0
2026 | CAISO_Wind_for_Other | CAISO | CAISO | Wind | 279.98 | 0 | 0 | 279.98 | 0 | 0 | 0 | 0 | 0 | 0 | 0 | 0 | 0 | 0 | 0 | 2.9938 | 279.98 | 0 | 0 | 0 | 0
2026 | IID_Wind_for_Other | IID | IID | Wind | 0 | 0 | 0 | 0 | 0 | 0 | 0 | 0 | 0 | 0 | 0 | 0 | 0 | 0 | 0 | 2.9938 | 0 | 0 | 0 | 0 | 0
2026 | LDWP_Wind_for_Other | LDWP | LDWP | Wind | 250.62 | 0 | 0 | 250.62 | 0 | 0 | 0 | 0 | 0 | 0 | 0 | 0 | 0 | 0 | 0 | 2.9938 | 250.62 | 0 | 0 | 0 | 0
2026 | NW_Wind_for_Other | NW | NW | Wind | 8594.91 | 0 | 0 | 8594.91 | 0 | 0 | 0 | 0 | 0 | 0 | 0 | 0 | 0 | 0 | 0 | 2.9938 | 8594.91 | 0 | 0 | 0 | 0
2026 | SW_Wind_for_Other | SW | SW | Wind | 2124.23 | 0 | 0 | 2124.23 | 0 | 0 | 0 | 0 | 0 | 0 | 0 | 0 | 0 | 0 | 0 | 2.9938 | 2124.23 | 0 | 0 | 0 | 0
2026 | CAISO_Wind_for_CAISO | CAISO | CAISO | Wind | 7176.33 | 0 | 0 | 7176.33 | 0 | 0 | 0 | 0 | 0 | 0 | 0 | 0 | 0 | 0 | 0 | 2.9938 | 7176.33 | 0 | 0 | 0 | 0
2026 | LDWP_Wind_for_CAISO | LDWP | CAISO | Wind | 5.09 | 0 | 0 | 5.09 | 0 | 0 | 0 | 0 | 0 | 0 | 0 | 0 | 0 | 0 | 0 | 2.9938 | 5.09 | 0 | 0 | 0 | 0
2026 | NW_Wind_for_CAISO | NW | CAISO | Wind | 1417.29 | 0 | 0 | 1417.29 | 0 | 0 | 0 | 0 | 0 | 0 | 0 | 0 | 0 | 0 | 0 | 2.9938 | 1417.29 | 0 | 0 | 0 | 0
2026 | SW_Wind_for_CAISO | SW | CAISO | Wind | 50.4 | 0 | 0 | 50.4 | 0 | 0 | 0 | 0 | 0 | 0 | 0 | 0 | 0 | 0 | 0 | 2.9938 | 50.4 | 0 | 0 | 0 | 0
2026 | Carrizo_Wind | CAISO | CAISO | Wind | 0 | 0 | 0 | 0 | Carrizo | 0 | 0 | 0 | 0 | 0 | 0 | 0 | 0 | 0 | 0 | 2.9938 | 0 | 0 | 0 | 0 | 0
2026 | Central_Valley_North_Los_Banos_Wind | CAISO | CAISO | Wind | 0 | 0 | 0 | 0 | Central_Valley_North_Los_Banos | 0 | 0 | 0 | 0 | 0 | 0 | 0 | 0 | 0 | 0 | 2.9938 | 0 | 0 | 0 | 0 | 0
2026 | Distributed_Wind | CAISO | CAISO | Wind | 0 | 0 | 253.16 | 253.16 | None | 253.16 | 0 | 0 | 0 | 0 | -48201.92 | 0 | 0 | 26204881.19 | 10595518.93 | 2.9938 | 0 | 0 | 253.16 | 0 | 0
2026 | Greater_Imperial_Wind | CAISO | CAISO | Wind | 0 | 0 | 0 | 0 | Greater_Imperial | 0 | 0 | 0 | 0 | 0 | -117556.49 | 0 | 0 | 0 | 0 | 2.9938 | 0 | 0 | 0 | 0 | 0
2026 | Greater_Kramer_Wind | CAISO | CAISO | Wind | 0 | 0 | 0 | 0 | Greater_Kramer | 0 | 0 | 0 | 0 | 0 | 0 | 0 | 0 | 0 | 0 | 2.9938 | 0 | 0 | 0 | 0 | 0
2026 | Humboldt_Wind | CAISO | CAISO | Wind | 0 | 0 | 0 | 0 | Humboldt | 0 | 0 | 0 | 0 | 0 | 0 | 0 | 0 | 0 | 0 | 2.9938 | 0 | 0 | 0 | 0 | 0
2026 | Kern_Greater_Carrizo_Wind | CAISO | CAISO | Wind | 0 | 0 | 60 | 60 | Kern_Greater_Carrizo | 60 | 0 | 0 | 0 | 0 | 0 | 0 | 0 | 6212716.84 | 2511183.19 | 2.9938 | 0 | 0 | 60 | 0 | 0
2026 | Kramer_Inyokern_Ex_Wind | CAISO | CAISO | Wind | 0 | 0 | 0 | 0 | Kramer_Inyokern_Ex | 0 | 0 | 0 | 0 | 0 | -62928.13 | 0 | 0 | 0 | 0 | 2.9938 | 0 | 0 | 0 | 0 | 0
2026 | Northern_California_Ex_Wind | CAISO | CAISO | Wind | 0 | 0 | 865.9 | 865.9 | Northern_California_Ex | 865.9 | 0 | 0 | 0 | 0 | 0 | 0 | 0 | 87896033.65 | 36240558.71 | 2.9938 | 0 | 0 | 865.9 | 0 | 0
2026 | NW_Ext_Tx_Wind | CAISO | CAISO | Wind | 0 | 0 | 262.91 | 262.91 | Sacramento_River | 262.91 | 0 | 0 | 0 | 0 | 0 | 0 | 0 | 37233550.64 | 11016907.02 | 2.9938 | 0 | 0 | 262.91 | 0 | 0
2026 | Sacramento_River_Wind | CAISO | CAISO | Wind | 0 | 0 | 0 | 0 | 0 | 0 | 0 | 0 | 0 | 0 | 0 | 0 | 0 | 0 | 0 | 2.9938 | 0 | 0 | 0 | 0 | 0
2026 | SCADSNV_Wind | CAISO | CAISO | Wind | 0 | 0 | 0 | 0 | SCADSNV | 0 | 0 | 0 | 0 | 0 | 0 | 0 | 0 | 0 | 0 | 2.9938 | 0 | 0 | 0 | 0 | 0
2026 | Solano_subzone_Wind | CAISO | CAISO | Wind | 0 | 0 | 0 | 0 | Solano_subzone | 0 | 0 | 0 | 0 | 0 | 0 | 0 | 0 | 0 | 0 | 2.9938 | 0 | 0 | 0 | 0 | 0
2026 | Solano_Wind | CAISO | CAISO | Wind | 0 | 0 | 542 | 542 | Solano | 542 | 0 | 0 | 0 | 0 | 0 | 0 | 0 | 54954546.17 | 22684354.8 | 2.9938 | 0 | 0 | 542 | 0 | 0
2026 | Southern_California_Desert_Ex_Wind | CAISO | CAISO | Wind | 0 | 0 | 0 | 0 | Southern_California_Desert_Ex | 0 | 0 | 0 | 0 | 0 | 0 | 0 | 0 | 0 | 0 | 2.9938 | 0 | 0 | 0 | 0 | 0
2026 | Southern_Nevada_Wind | CAISO | CAISO | Wind | 0 | 0 | 442.03 | 442.03 | GLW_VEA | 442.03 | 0 | 0 | 0 | 0 | 0 | 0 | 0 | 45026961.74 | 18139039.1 | 2.9938 | 0 | 0 | 442.03 | 0 | 0
2026 | SW_Ext_Tx_Wind | CAISO | CAISO | Wind | 0 | 0 | 0 | 0 | Riverside_Palm_Springs | 0 | 0 | 0 | 0 | 0 | 0 | 0 | 0 | 0 | 0 | 2.9938 | 0 | 0 | 0 | 0 | 0
2026 | Tehachapi_Wind | CAISO | CAISO | Wind | 0 | 0 | 24.38 | 24.38 | Tehachapi | 24.38 | 0 | 0 | 0 | 0 | 0 | 0 | 0 | 2323003.62 | 1034469.32 | 2.9938 | 0 | 0 | 24.38 | 0 | 0
2026 | Westlands_Ex_Wind | CAISO | CAISO | Wind | 0 | 0 | 0 | 0 | 0 | 0 | 0 | 0 | 0 | 0 | 0 | 0 | 0 | 0 | 0 | 2.9938 | 0 | 0 | 0 | 0 | 0
2026 | Arizona_Wind | CAISO | CAISO | Wind | 0 | 0 | 0 | 0 | 0 | 0 | 0 | 0 | 0 | 0 | 0 | 0 | 0 | 0 | 0 | 2.9938 | 0 | 0 | 0 | 0 | 0
2026 | Baja_California_Wind | CAISO | CAISO | Wind | 0 | 0 | 0 | 0 | 0 | 0 | 0 | 0 | 0 | 0 | 0 | 0 | 0 | 0 | 0 | 2.9938 | 0 | 0 | 0 | 0 | 0
2026 | Idaho_Wind | CAISO | CAISO | Wind | 0 | 0 | 0 | 0 | 0 | 0 | 0 | 0 | 0 | 0 | 0 | 0 | 0 | 0 | 0 | 2.9938 | 0 | 0 | 0 | 0 | 0
2026 | New_Mexico_Wind | CAISO | CAISO | Wind | 0 | 0 | 0 | 0 | 0 | 0 | 0 | 0 | 0 | 0 | 0 | 0 | 0 | 0 | 0 | 2.9938 | 0 | 0 | 0 | 0 | 0
2026 | Utah_Wind | CAISO | CAISO | Wind | 0 | 0 | 0 | 0 | 0 | 0 | 0 | 0 | 0 | 0 | 0 | 0 | 0 | 0 | 0 | 2.9938 | 0 | 0 | 0 | 0 | 0
2026 | Wyoming_Wind | CAISO | CAISO | Wind | 0 | 0 | 0 | 0 | 0 | 0 | 0 | 0 | 0 | 0 | 0 | 0 | 0 | 0 | 0 | 2.9938 | 0 | 0 | 0 | 0 | 0
2026 | Pacific_Northwest_Wind | CAISO | CAISO | Wind | 0 | 0 | 0 | 0 | 0 | 0 | 0 | 0 | 0 | 0 | 0 | 0 | 0 | 0 | 0 | 2.9938 | 0 | 0 | 0 | 0 | 0
2030 | BANC_Wind_for_Other | BANC | BANC | Wind | 0 | 0 | 0 | 0 | 0 | 0 | 0 | 0 | 0 | 0 | 0 | 0 | 0 | 0 | 0 | 4.9706 | 0 | 0 | 0 | 0 | 0
2030 | CAISO_Wind_for_Other | CAISO | CAISO | Wind | 279.98 | 0 | 0 | 279.98 | 0 | 0 | 0 | 0 | 0 | 0 | 0 | 0 | 0 | 0 | 0 | 4.9706 | 279.98 | 0 | 0 | 0 | 0
2030 | IID_Wind_for_Other | IID | IID | Wind | 0 | 0 | 0 | 0 | 0 | 0 | 0 | 0 | 0 | 0 | 0 | 0 | 0 | 0 | 0 | 4.9706 | 0 | 0 | 0 | 0 | 0
2030 | LDWP_Wind_for_Other | LDWP | LDWP | Wind | 421.92 | 0 | 0 | 421.92 | 0 | 0 | 0 | 0 | 0 | 0 | 0 | 0 | 0 | 0 | 0 | 4.9706 | 421.92 | 0 | 0 | 0 | 0
2030 | NW_Wind_for_Other | NW | NW | Wind | 9042.89 | 0 | 0 | 9042.89 | 0 | 0 | 0 | 0 | 0 | 0 | 0 | 0 | 0 | 0 | 0 | 4.9706 | 9042.89 | 0 | 0 | 0 | 0
2030 | SW_Wind_for_Other | SW | SW | Wind | 1734.98 | 0 | 0 | 1734.98 | 0 | 0 | 0 | 0 | 0 | 0 | 0 | 0 | 0 | 0 | 0 | 4.9706 | 1734.98 | 0 | 0 | 0 | 0
2030 | CAISO_Wind_for_CAISO | CAISO | CAISO | Wind | 7176.33 | 0 | 0 | 7176.33 | 0 | 0 | 0 | 0 | 0 | 0 | 0 | 0 | 0 | 0 | 0 | 4.9706 | 7176.33 | 0 | 0 | 0 | 0
2030 | LDWP_Wind_for_CAISO | LDWP | CAISO | Wind | 5.09 | 0 | 0 | 5.09 | 0 | 0 | 0 | 0 | 0 | 0 | 0 | 0 | 0 | 0 | 0 | 4.9706 | 5.09 | 0 | 0 | 0 | 0
2030 | NW_Wind_for_CAISO | NW | CAISO | Wind | 1417.29 | 0 | 0 | 1417.29 | 0 | 0 | 0 | 0 | 0 | 0 | 0 | 0 | 0 | 0 | 0 | 4.9706 | 1417.29 | 0 | 0 | 0 | 0
2030 | SW_Wind_for_CAISO | SW | CAISO | Wind | 50.4 | 0 | 0 | 50.4 | 0 | 0 | 0 | 0 | 0 | 0 | 0 | 0 | 0 | 0 | 0 | 4.9706 | 50.4 | 0 | 0 | 0 | 0
2030 | Carrizo_Wind | CAISO | CAISO | Wind | 0 | 0 | 0 | 0 | Carrizo | 0 | 0 | 0 | 0 | 0 | 0 | 0 | 0 | 0 | 0 | 4.9706 | 0 | 0 | 0 | 0 | 0
2030 | Central_Valley_North_Los_Banos_Wind | CAISO | CAISO | Wind | 0 | 0 | 0 | 0 | Central_Valley_North_Los_Banos | 0 | 0 | 0 | 0 | 0 | 0 | 0 | 0 | 0 | 0 | 4.9706 | 0 | 0 | 0 | 0 | 0
2030 | Distributed_Wind | CAISO | CAISO | Wind | 0 | 0 | 253.16 | 253.16 | None | 253.16 | 0 | 0 | 0 | 0 | -18850.82 | 0 | 0 | 26204881.19 | 10595518.93 | 4.9706 | 0 | 0 | 253.16 | 0 | 0
2030 | Greater_Imperial_Wind | CAISO | CAISO | Wind | 0 | 0 | 0 | 0 | Greater_Imperial | 0 | 0 | 0 | 0 | 0 | 0 | 0 | 0 | 0 | 0 | 4.9706 | 0 | 0 | 0 | 0 | 0
2030 | Greater_Kramer_Wind | CAISO | CAISO | Wind | 0 | 0 | 0 | 0 | Greater_Kramer | 0 | 0 | 0 | 0 | 0 | 0 | 0 | 0 | 0 | 0 | 4.9706 | 0 | 0 | 0 | 0 | 0
2030 | Humboldt_Wind | CAISO | CAISO | Wind | 0 | 34 | 34 | 34 | Humboldt | 0 | 34 | 0 | 0 | 0 | 0 | 0 | 0 | 3973618.8 | 1342064.84 | 4.9706 | 0 | 0 | 34 | 0 | 0
2030 | Kern_Greater_Carrizo_Wind | CAISO | CAISO | Wind | 0 | 0 | 60 | 60 | Kern_Greater_Carrizo | 60 | 0 | 0 | 0 | 0 | -1437.89 | 0 | 0 | 6212716.84 | 2511183.19 | 4.9706 | 0 | 0 | 60 | 0 | 0
2030 | Kramer_Inyokern_Ex_Wind | CAISO | CAISO | Wind | 0 | 0 | 0 | 0 | Kramer_Inyokern_Ex | 0 | 0 | 0 | 0 | 0 | 0 | 0 | 0 | 0 | 0 | 4.9706 | 0 | 0 | 0 | 0 | 0
2030 | Northern_California_Ex_Wind | CAISO | CAISO | Wind | 0 | 0 | 865.9 | 865.9 | Northern_California_Ex | 865.9 | 0 | 0 | 0 | 0 | 0 | 0 | 0 | 87896033.65 | 36240558.71 | 4.9706 | 0 | 0 | 865.9 | 0 | 0
2030 | NW_Ext_Tx_Wind | CAISO | CAISO | Wind | 0 | 553.66 | 816.57 | 816.57 | Sacramento_River | 816.57 | 0 | 0 | 0 | 0 | 0 | 0 | 0 | 128050105.59 | 32898069.45 | 4.9706 | 0 | 0 | 816.57 | 0 | 0
2030 | Sacramento_River_Wind | CAISO | CAISO | Wind | 0 | 0 | 0 | 0 | 0 | 0 | 0 | 0 | 0 | 0 | 0 | 0 | 0 | 0 | 0 | 4.9706 | 0 | 0 | 0 | 0 | 0
2030 | SCADSNV_Wind | CAISO | CAISO | Wind | 0 | 0 | 0 | 0 | SCADSNV | 0 | 0 | 0 | 0 | 0 | 0 | 0 | 0 | 0 | 0 | 4.9706 | 0 | 0 | 0 | 0 | 0
2030 | Solano_subzone_Wind | CAISO | CAISO | Wind | 0 | 0 | 0 | 0 | Solano_subzone | 0 | 0 | 0 | 0 | 0 | 0 | 0 | 0 | 0 | 0 | 4.9706 | 0 | 0 | 0 | 0 | 0
2030 | Solano_Wind | CAISO | CAISO | Wind | 0 | 0 | 542 | 542 | Solano | 542 | 0 | 0 | 0 | 0 | 0 | 0 | 0 | 54954546.17 | 22684354.8 | 4.9706 | 0 | 0 | 542 | 0 | 0
2030 | Southern_California_Desert_Ex_Wind | CAISO | CAISO | Wind | 0 | 0 | 0 | 0 | Southern_California_Desert_Ex | 0 | 0 | 0 | 0 | 0 | 0 | 0 | 0 | 0 | 0 | 4.9706 | 0 | 0 | 0 | 0 | 0
2030 | Southern_Nevada_Wind | CAISO | CAISO | Wind | 0 | 0 | 442.03 | 442.03 | GLW_VEA | 442.03 | 0 | 0 | 0 | 0 | 0 | 0 | 0 | 45026961.74 | 18139039.1 | 4.9706 | 0 | 0 | 442.03 | 0 | 0
2030 | SW_Ext_Tx_Wind | CAISO | CAISO | Wind | 0 | 0 | 0 | 0 | Riverside_Palm_Springs | 0 | 0 | 0 | 0 | 0 | 0 | 0 | 0 | 0 | 0 | 4.9706 | 0 | 0 | 0 | 0 | 0
2030 | Tehachapi_Wind | CAISO | CAISO | Wind | 0 | 0 | 24.38 | 24.38 | Tehachapi | 24.38 | 0 | 0 | 0 | 0 | 0 | 0 | 0 | 2323003.62 | 1034469.32 | 4.9706 | 0 | 0 | 24.38 | 0 | 0
2030 | Westlands_Ex_Wind | CAISO | CAISO | Wind | 0 | 0 | 0 | 0 | 0 | 0 | 0 | 0 | 0 | 0 | 0 | 0 | 0 | 0 | 0 | 4.9706 | 0 | 0 | 0 | 0 | 0
2030 | Arizona_Wind | CAISO | CAISO | Wind | 0 | 0 | 0 | 0 | 0 | 0 | 0 | 0 | 0 | 0 | 0 | 0 | 0 | 0 | 0 | 4.9706 | 0 | 0 | 0 | 0 | 0
2030 | Baja_California_Wind | CAISO | CAISO | Wind | 0 | 0 | 0 | 0 | 0 | 0 | 0 | 0 | 0 | 0 | 0 | 0 | 0 | 0 | 0 | 4.9706 | 0 | 0 | 0 | 0 | 0
2030 | Idaho_Wind | CAISO | CAISO | Wind | 0 | 0 | 0 | 0 | 0 | 0 | 0 | 0 | 0 | 0 | 0 | 0 | 0 | 0 | 0 | 4.9706 | 0 | 0 | 0 | 0 | 0
2030 | New_Mexico_Wind | CAISO | CAISO | Wind | 0 | 0 | 0 | 0 | 0 | 0 | 0 | 0 | 0 | 0 | 0 | 0 | 0 | 0 | 0 | 4.9706 | 0 | 0 | 0 | 0 | 0
2030 | Utah_Wind | CAISO | CAISO | Wind | 0 | 0 | 0 | 0 | 0 | 0 | 0 | 0 | 0 | 0 | 0 | 0 | 0 | 0 | 0 | 4.9706 | 0 | 0 | 0 | 0 | 0
2030 | Wyoming_Wind | CAISO | CAISO | Wind | 0 | 0 | 0 | 0 | 0 | 0 | 0 | 0 | 0 | 0 | 0 | 0 | 0 | 0 | 0 | 4.9706 | 0 | 0 | 0 | 0 | 0
2030 | Pacific_Northwest_Wind | CAISO | CAISO | Wind | 0 | 0 | 0 | 0 | 0 | 0 | 0 | 0 | 0 | 0 | 0 | 0 | 0 | 0 | 0 | 4.9706 | 0 | 0 | 0 | 0 | 0
2045 | BANC_Wind_for_Other | BANC | BANC | Wind | 0 | 0 | 0 | 0 | 0 | 0 | 0 | 0 | 0 | 0 | 0 | 0 | 0 | 0 | 0 | 6.6952 | 0 | 0 | 0 | 0 | 0
2045 | CAISO_Wind_for_Other | CAISO | CAISO | Wind | 279.98 | 0 | 0 | 279.98 | 0 | 0 | 0 | 0 | 0 | 0 | 0 | 0 | 0 | 0 | 0 | 6.6952 | 279.98 | 0 | 0 | 0 | 0
2045 | IID_Wind_for_Other | IID | IID | Wind | 0 | 0 | 0 | 0 | 0 | 0 | 0 | 0 | 0 | 0 | 0 | 0 | 0 | 0 | 0 | 6.6952 | 0 | 0 | 0 | 0 | 0
2045 | LDWP_Wind_for_Other | LDWP | LDWP | Wind | 421.92 | 0 | 0 | 421.92 | 0 | 0 | 0 | 0 | 0 | 0 | 0 | 0 | 0 | 0 | 0 | 6.6952 | 421.92 | 0 | 0 | 0 | 0
2045 | NW_Wind_for_Other | NW | NW | Wind | 10781.1 | 0 | 0 | 10781.1 | 0 | 0 | 0 | 0 | 0 | 0 | 0 | 0 | 0 | 0 | 0 | 6.6952 | 10781.1 | 0 | 0 | 0 | 0
2045 | SW_Wind_for_Other | SW | SW | Wind | 1671.87 | 0 | 0 | 1671.87 | 0 | 0 | 0 | 0 | 0 | 0 | 0 | 0 | 0 | 0 | 0 | 6.6952 | 1671.87 | 0 | 0 | 0 | 0
2045 | CAISO_Wind_for_CAISO | CAISO | CAISO | Wind | 7176.33 | 0 | 0 | 7176.33 | 0 | 0 | 0 | 0 | 0 | 0 | 0 | 0 | 0 | 0 | 0 | 6.6952 | 7176.33 | 0 | 0 | 0 | 0
2045 | LDWP_Wind_for_CAISO | LDWP | CAISO | Wind | 5.09 | 0 | 0 | 5.09 | 0 | 0 | 0 | 0 | 0 | 0 | 0 | 0 | 0 | 0 | 0 | 6.6952 | 5.09 | 0 | 0 | 0 | 0
2045 | NW_Wind_for_CAISO | NW | CAISO | Wind | 1417.29 | 0 | 0 | 1417.29 | 0 | 0 | 0 | 0 | 0 | 0 | 0 | 0 | 0 | 0 | 0 | 6.6952 | 1417.29 | 0 | 0 | 0 | 0
2045 | SW_Wind_for_CAISO | SW | CAISO | Wind | 50.4 | 0 | 0 | 50.4 | 0 | 0 | 0 | 0 | 0 | 0 | 0 | 0 | 0 | 0 | 0 | 6.6952 | 50.4 | 0 | 0 | 0 | 0
2045 | Carrizo_Wind | CAISO | CAISO | Wind | 0 | 0 | 0 | 0 | Carrizo | 0 | 0 | 0 | 0 | 0 | 0 | 0 | 0 | 0 | 0 | 6.6952 | 0 | 0 | 0 | 0 | 0
2045 | Central_Valley_North_Los_Banos_Wind | CAISO | CAISO | Wind | 0 | 0 | 0 | 0 | Central_Valley_North_Los_Banos | 0 | 0 | 0 | 0 | 0 | 0 | 0 | 0 | 0 | 0 | 6.6952 | 0 | 0 | 0 | 0 | 0
2045 | Distributed_Wind | CAISO | CAISO | Wind | 0 | 0 | 253.16 | 253.16 | None | 253.16 | 0 | 0 | 0 | 0 | 0 | 0 | 0 | 26204881.19 | 10595518.93 | 6.6952 | 0 | 0 | 253.16 | 0 | 0
2045 | Greater_Imperial_Wind | CAISO | CAISO | Wind | 0 | 0 | 0 | 0 | Greater_Imperial | 0 | 0 | 0 | 0 | 0 | -192968.31 | 0 | 0 | 0 | 0 | 6.6952 | 0 | 0 | 0 | 0 | 0
2045 | Greater_Kramer_Wind | CAISO | CAISO | Wind | 0 | 0 | 0 | 0 | Greater_Kramer | 0 | 0 | 0 | 0 | 0 | 0 | 0 | 0 | 0 | 0 | 6.6952 | 0 | 0 | 0 | 0 | 0
2045 | Humboldt_Wind | CAISO | CAISO | Wind | 0 | 0 | 34 | 34 | Humboldt | 0 | 34 | 0 | 0 | 0 | -122187.36 | 0 | 0 | 3973618.8 | 1342064.84 | 6.6952 | 0 | 0 | 34 | 0 | 0
2045 | Kern_Greater_Carrizo_Wind | CAISO | CAISO | Wind | 0 | 0 | 60 | 60 | Kern_Greater_Carrizo | 60 | 0 | 0 | 0 | 0 | 0 | 0 | 0 | 6212716.84 | 2511183.19 | 6.6952 | 0 | 0 | 60 | 0 | 0
2045 | Kramer_Inyokern_Ex_Wind | CAISO | CAISO | Wind | 0 | 0 | 0 | 0 | Kramer_Inyokern_Ex | 0 | 0 | 0 | 0 | 0 | -2346.44 | 0 | 0 | 0 | 0 | 6.6952 | 0 | 0 | 0 | 0 | 0
2045 | Northern_California_Ex_Wind | CAISO | CAISO | Wind | 0 | 0 | 865.9 | 865.9 | Northern_California_Ex | 865.9 | 0 | 0 | 0 | 0 | -78962.34 | 0 | 0 | 87896033.65 | 36240558.71 | 6.6952 | 0 | 0 | 865.9 | 0 | 0
2045 | NW_Ext_Tx_Wind | CAISO | CAISO | Wind | 0 | 683.43 | 1500 | 1500 | Sacramento_River | 1396.02 | 103.98 | 0 | 0 | 0 | -75931.94 | 0 | 0 | 244871885.33 | 56761233.04 | 6.6952 | 0 | 0 | 1500 | 0 | 0
2045 | Sacramento_River_Wind | CAISO | CAISO | Wind | 0 | 0 | 0 | 0 | 0 | 0 | 0 | 0 | 0 | 0 | 0 | 0 | 0 | 0 | 0 | 6.6952 | 0 | 0 | 0 | 0 | 0
2045 | SCADSNV_Wind | CAISO | CAISO | Wind | 0 | 0 | 0 | 0 | SCADSNV | 0 | 0 | 0 | 0 | 0 | 0 | 0 | 0 | 0 | 0 | 6.6952 | 0 | 0 | 0 | 0 | 0
2045 | Solano_subzone_Wind | CAISO | CAISO | Wind | 0 | 0 | 0 | 0 | Solano_subzone | 0 | 0 | 0 | 0 | 0 | 0 | 0 | 0 | 0 | 0 | 6.6952 | 0 | 0 | 0 | 0 | 0
2045 | Solano_Wind | CAISO | CAISO | Wind | 0 | 0 | 542 | 542 | Solano | 542 | 0 | 0 | 0 | 0 | 0 | 0 | 0 | 54954546.17 | 22684354.8 | 6.6952 | 0 | 0 | 542 | 0 | 0
2045 | Southern_California_Desert_Ex_Wind | CAISO | CAISO | Wind | 0 | 0 | 0 | 0 | Southern_California_Desert_Ex | 0 | 0 | 0 | 0 | 0 | 0 | 0 | 0 | 0 | 0 | 6.6952 | 0 | 0 | 0 | 0 | 0
2045 | Southern_Nevada_Wind | CAISO | CAISO | Wind | 0 | 0 | 442.03 | 442.03 | GLW_VEA | 442.03 | 0 | 0 | 0 | 0 | -1413.92 | 0 | 0 | 45026961.74 | 18139039.1 | 6.6952 | 0 | 0 | 442.03 | 0 | 0
2045 | SW_Ext_Tx_Wind | CAISO | CAISO | Wind | 0 | 500 | 500 | 500 | Riverside_Palm_Springs | 0 | 500 | 0 | 0 | 0 | -102839.41 | 0 | 0 | 99774056.06 | 16926032.08 | 6.6952 | 0 | 0 | 500 | 0 | 0
2045 | Tehachapi_Wind | CAISO | CAISO | Wind | 0 | 0 | 24.38 | 24.38 | Tehachapi | 24.38 | 0 | 0 | 0 | 0 | -169703.36 | 0 | 0 | 2323003.62 | 1034469.32 | 6.6952 | 0 | 0 | 24.38 | 0 | 0
2045 | Westlands_Ex_Wind | CAISO | CAISO | Wind | 0 | 0 | 0 | 0 | 0 | 0 | 0 | 0 | 0 | 0 | 0 | 0 | 0 | 0 | 0 | 6.6952 | 0 | 0 | 0 | 0 | 0
2045 | Arizona_Wind | CAISO | CAISO | Wind | 0 | 0 | 0 | 0 | 0 | 0 | 0 | 0 | 0 | 0 | 0 | 0 | 0 | 0 | 0 | 6.6952 | 0 | 0 | 0 | 0 | 0
2045 | Baja_California_Wind | CAISO | CAISO | Wind | 0 | 0 | 0 | 0 | 0 | 0 | 0 | 0 | 0 | 0 | 0 | 0 | 0 | 0 | 0 | 6.6952 | 0 | 0 | 0 | 0 | 0
2045 | Idaho_Wind | CAISO | CAISO | Wind | 0 | 0 | 0 | 0 | 0 | 0 | 0 | 0 | 0 | 0 | 0 | 0 | 0 | 0 | 0 | 6.6952 | 0 | 0 | 0 | 0 | 0
2045 | New_Mexico_Wind | CAISO | CAISO | Wind | 0 | 0 | 0 | 0 | 0 | 0 | 0 | 0 | 0 | 0 | 0 | 0 | 0 | 0 | 0 | 6.6952 | 0 | 0 | 0 | 0 | 0
2045 | Utah_Wind | CAISO | CAISO | Wind | 0 | 0 | 0 | 0 | 0 | 0 | 0 | 0 | 0 | 0 | 0 | 0 | 0 | 0 | 0 | 6.6952 | 0 | 0 | 0 | 0 | 0
2045 | Wyoming_Wind | CAISO | CAISO | Wind | 0 | 0 | 0 | 0 | 0 | 0 | 0 | 0 | 0 | 0 | 0 | 0 | 0 | 0 | 0 | 6.6952 | 0 | 0 | 0 | 0 | 0
2045 | Pacific_Northwest_Wind | CAISO | CAISO | Wind | 0 | 0 | 0 | 0 | 0 | 0 | 0 | 0 | 0 | 0 | 0 | 0 | 0 | 0 | 0 | 6.6952 | 0 | 0 | 0 | 0 | 0

## FPC-BTCC
| 2016 | 2017 | 2018 | 2019 | 2020 | 2021 | 2022 | 2023 | 2024 | 2025 | 2026 | 2027 | 2028 | 2029 | 2030 | 2031 | 2032 | 2033 | 2034 | 2035 | 2036 | 2037 | 2038 | 2039 | 2040 | 2041 | 2042 | 2043 | 2044 | 2045 | 2046 | 2047 | 2048 | 2049 | 2050
BAU Transmission Connectivity Coefficient | 1 | 1 | 1 | 1 | 1 | 1 | 1 | 1 | 1 | 1 | 1 | 1 | 1 | 1 | 1 | 1 | 1 | 1 | 1 | 1 | 1 | 1 | 1 | 1 | 1 | 1 | 1 | 1 | 1 | 1 | 1 | 1 | 1 | 1 | 1

## FPC-CTOC
Third Order Term
Coefficient | 0.011146

## FPC-CSOC
Second Order Term
Coefficient | -0.056078

## FPC-CFOC
First Order Term
Coefficient | 0.13434

## FPC-CZOC
Zeroth Order Term
Coefficient | -0.1

## FPC-TMFoFPU
Target Maximum
FP | 9999

## FPC-FPPpUPC
Flexibility Points
Peakers | 1

## FPC-FPPpUPH
Flexibility Points
Pumped Hydro | 0

## FPC-FPPpUBS
Flexibility Points
Battery Storage | 1

## FPC-FPPpUDRC
Flexibility Points
Demand Response | 0.72464

## FPC-FPPpUTCAMRB
Flexibility Points
Transmission across Modeled Region Border | 0

## FPC-FPPpEV
FP provided per electric vehicle
LDVs | 0
HDVs | 0
aircraft | 0
rail | 0
ships | 0
motorbikes | 0