## About
FPC Flexibility Points Provided Per Unit Peaker Capacity
FPC Flexibility Points Provided per Unit Pumped Hydro
FPC Flexibility Points Provided per Unit Battery Storage
FPC Flexibility Points Provided per Unit Demand Response Capacity
FPC Flexibility Points Provided per Unit Transmission Capacity Across Modeled Region Border
FPC Flexibility Points Provided per Electric Vehicle
FPC BAU Transmission Connectivity Coefficient
FPC Curtailment Third Order Coeff
FPC Curtailment Second Order Coeff
FPC Curtailment First Order Coeff
FPC Curtailment Zeroth Order Coeff
FPC Target Maximum Fraction of Flexibility Points Used
Source: | California Public Utilties Commision
2019-2020 Integrated Resource Plan and Long Term Procurement Plan (IRP-LTPP) process
Data released as part of 10/8/19 Preliminary Results Workshop
Resolve outputs, accessed from linke to "New RESOLVE Scenario Tool and Results Viewer for IDER-Related Analysis"
ftp://ftp.cpuc.ca.gov/energy/modeling/IDER%20Appendix%20B%20RESOLVE%20docs.7z
Shown at tab, "Resolve output"
Web page hosting above link: https://www.cpuc.ca.gov/General.aspx?id=6442463190
California Public Utilities Commission
2019-2020 IRP "Proposed Reference System Plan," a milestone in the Integrated Resource Plan and Long Term Procurement Plan (IRP-LTPP) process
Nov. 6, 2019 staff presentation
Energy & Environmental Economics, Inc.
2019-10-01
RESOLVE model documentation - "Proposed Inputs & Assumptions: 2019-2020 Integrated Resource Planning"
https://www.cpuc.ca.gov/uploadedFiles/CPUCWebsite/Content/UtilitiesIndustries/Energy/EnergyPrograms/ElectPowerProcurementGeneration/irp/2018/Prelim_Results_Proposed_Inputs_and_Assumptions_2019-2020_10-4-19.pdf
Lawrence Berkeley National Laboratory
California Demand Response Potential Study Phase 3: The Potential for Shift Through 2030
Slides For California Demand Response Potential Study Phase 3: The Potential For Shift Demand Response
https://drrc.lbl.gov/news/article/slides-demand-response-potential
Feb. 28, 2020
Notes
Flexibility resources help grid managers maintain reliable power supply.
The electric grid has always been somewhat flexible in order to meet variable electricity demand in every instant.
But increasing variability and ramping requirements introduced by a cleaner, more modern power system means system flexibility is poised to become more and more valuable.
In the California IRP (the Integrated Resource Plan and Long Term Procurement Plan process), flexibility resources are a contributor to
resource adequacy (i.e. adequate resources to provide reliable supply).
Resource adequacy at the statewide level is currently under consideration.
Resource adequacy at the local level remains a topic of study.
Annotated excerpts from the IRP are given at the "IRP Background" tab
as the basis for the input values shown at "Flexibility Points by Tech"
with the exception "Demand Response" which is treated at the tab of the same name.
About transmission.
California's transmission system is complex and we found limited information at the system wide level (see folder BTC).
Furthermore, transmission upgrades are not included in the main case as among the optimized selected resources.
This is an area of continuing study.
The transmission connectivity coefficient is not employed at present.
It is set at a value of one so it does not affect results.
TCC value | 1

## Flexibility Points by Tech
Procedure for Flexibility Points per Unit for Various Technologies
Flexbility points provided
Peaker plant (natural gas / petroleum) | 1
Battery storage | 0.5
Demand Response | 0.5
Pumped hydro | 1
Other sources not modeled
Transmission | 0 | Not considered an option for improving resource adequacy, supply flexibility, in the present IRP. Likely to apply when local resource adequacy is considered, but set at zero for statewide adequacy.

## Curtailment curve fit
Final parameters
zero | 0.076069
first | -0.0344
second | 0.0098
third | 0
Calibration of intercept term (additional) | 0.027569
Intercept term in second order polynomial | 0.0485

## Data for curve fitting
Flexibility points consumed
Technology | 2017 | 2016 | 2017 | 2018 | 2019 | 2020 | 2021 | 2022 | 2023 | 2024 | 2025 | 2026 | 2027 | 2028 | 2029 | 2030
Solar | [5 empty] | 54843.2823 | 61594.7205 | 67456.0266 | 72735.7652 | 80107.2897 | 0 | 96944.0672 | 0 | 0 | 0 | 120793.6815
Wind | [5 empty] | 18285.1 | 18602.5788 | 24808.2546 | 25232.976 | 27199.2404 | 0 | 27387.0006 | 0 | 0 | 0 | 35979.2911
FP consumed | 55153.7647 | #REF! | #REF! | #REF! | #REF! | 73128.3822 | 80197.2993 | 92264.2812 | 97968.7413 | 107306.5301 | 0 | 124331.0678 | 0 | 0 | 0 | 156772.9726
Flexibility points provided
Battery storage | [5 empty] | 1500.575 | 2090.54 | 2090.54 | 2319.095 | 4222.035 | 0 | 5800.44 | 0 | 0 | 0 | 8419.535
Thermal peakers | [5 empty] | 8851.94 | 8851.94 | 8851.94 | 8851.94 | 8851.94 | 0 | 8851.94 | 0 | 0 | 0 | 7958.52
Pumped hyrdo | [5 empty] | 1599.2 | 1599.2 | 1599.2 | 1599.2 | 1599.2 | 0 | 1599.2 | 0 | 0 | 0 | 1599.2
Demand Response - Shift (non in IRP)
Sum of flexibility points | 13768.27 | 0 | 0 | 0 | 0 | 11951.715 | 12541.68 | 12541.68 | 12770.235 | 14673.175 | 0 | 16251.58 | 0 | 0 | 0 | 17977.255
Ratio of flexibility consumed vs. flexibility points provided | 5.3114 | #REF! | #REF! | #REF! | #REF! | 6.1187 | 6.3945 | 7.3566 | 7.6716 | 7.3131 | #DIV/0! | 7.6504 | #DIV/0! | #DIV/0! | #DIV/0! | 8.7206
Curtailment rate | 0.005772 |  |  |  |  | 1.657% | 2.153% | 2.463% | 3.082% | 3.113% | 0% | 4.435% | 0% | 0% | 0% | 7.669%
|  | 2030: 4.5373 |  | Difference for other ratios assuming linearity
Recalibrated ratio |  | #REF! | #REF! | #REF! | #REF! | 1.5813 | 1.8571 | 2.8193 | 3.1343 | 2.7758 | #DIV/0! | 3.1131 |  |  |  | 4.1833 |  | Ratio in EI scenario in latest rn with row 18.
Calibriate ratio of consumed/provided to the desired 2030 level
Curtailment rate |  | 0 | 0 | 0 | 0 | 0.016571 | 0.021533 | 0.02463 | 0.030819 | 0.031126 | 0 | 0.044352 | 0 | 0 | 0 | 0.076686
then adjust the intercept / zero order parameter
|  | 2030: 0.033431 | In EI Scenario, curtailment in 2030 reaches (in last output analyzed)
|  | 2030: 0.027569 | Change to intercept term

## Curtailment rates
For 38 MMT case, IRP modeling, 2019-2020 cycle
Energy balance | [5 empty] | 2020 | 2021 | 2022 | 2023 | 2024 | 2025 | 2026 | 2027 | 2028 | 2029 | 2030
Customer_PV | GWh |  |  |  |  | 13782.7276 | 13782.7276 | 13782.7276 | 13782.7276 | 13782.7276 |  | 13782.7276 |  |  |  | 13782.7276
Solar | GWh |  |  |  |  | 41060.5547 | 47811.9929 | 53673.299 | 58953.0376 | 66324.5621 |  | 83161.3396 |  |  |  | 107010.9539
Wind | GWh |  |  |  |  | 18285.1 | 18602.5788 | 24808.2546 | 25232.976 | 27199.2404 |  | 27387.0006 |  |  |  | 30234.7343
Wind OOS New Tx | GWh |  |  |  |  | 0 | 0 | 0 | 0 | 0 |  | 0 |  |  |  | 5744.5568
|  | 0 | 0 | 0 | 0 | 59345.6547 | 66414.5717 | 78481.5536 | 84186.0137 | 93523.8025 |  | 110548.3402 |  |  |  | 142990.245
Renewables | [5 empty] | 97274.7966 | 104343.7137 | 116410.6956 | 122115.1557 | 131452.9445 | 0 | 148477.4822 | 0 | 0 | 0 | 180905.1082
Curtailment effect on energy balance
Curtailment | GWh |  |  |  |  | -289.3222 | -393.8881 | -757.4994 | -1198.65 | -708.436 |  | -1533.0655 |  |  |  | -5588.0641
Storage losses | GWh |  |  |  |  | -694.0768 | -1036.219 | -1175.465 | -1395.8855 | -2202.6231 |  | -3369.9736 |  |  |  | -5377.3103
Total losses for balancing | [5 empty] | -983.399 | -1430.1071 | -1932.9644 | -2594.5354 | -2911.059 |  | -4903.0391 |  |  |  | -10965.3744
% curtailed | [5 empty] | 1.657% | 2.153% | 2.463% | 3.082% | 3.113% |  | 4.435% |  |  |  | 7.669%

## Flexibility resources
Flexibility resources |  | 2020 | 2021 | 2022 | 2023 | 2024 | 2025 | 2026 | 2027 | 2028 | 2029 | 2030
Li_Battery | MW | 3001.15 | 4181.08 | 4181.08 | 4638.19 | 8444.07 |  | 11600.88 |  |  |  | 16839.07
CAISO_Peaker1 | MW | 4913.93 | 4913.93 | 4913.93 | 4913.93 | 4913.93 |  | 4913.93 |  |  |  | 4020.51
CAISO_Peaker2 | MW | 3682.71 | 3682.71 | 3682.71 | 3682.71 | 3682.71 |  | 3682.71 |  |  |  | 3682.71
CAISO_Reciprocating_Engine | MW | 255.3 | 255.3 | 255.3 | 255.3 | 255.3 |  | 255.3 |  |  |  | 255.3
Pumped hydro |  | 1599.2 | 1599.2 | 1599.2 | 1599.2 | 1599.2 |  | 1599.2 |  |  |  | 1599.2
Flex points provided |  | 11951.715 | 12541.68 | 12541.68 | 12770.235 | 14673.175 |  | 16251.58 |  |  |  | 17977.255

## Thermal peaker plants
Peaker plant
Natural gas (and petroleum) peaker plants provide an existing source of flexibility.
Each MW of natural gas peaker capacity is defined as providing one flexibility point, and other sources.
Flexibility points provided
Peaker plant (natural gas / petroleum) | 1
Pumped hydro assumed equal | 1
The preceding slide refers to the "ELCC" of batteries. This refers to the fact that additional battery storage contributes to
flexibility/resource adequacy differently depending on the system context.
The EPS model structure does not currently allow for varying flexibility point provision. Battery storage is treated as equivalent, for flexibility.
Flexbility points provided
Battery storage | 1
The curtailment equation is parameterized such that the Energy Innovation scenario produces the "proper"
(proper in the sense of reflecting the latest IRP modeling) curtailment as a function of additional storage.
The overall resource adequacy requirement is handled by in effect imported the reliability requirements indicated by RESOLVE.
See the BAU Grid Battery Storage folder (BGrBSC) for more about storage
Pumped hydro
Pumped hydro provide system flexibility.
However, two factors lead to its value being defined as zero for this exercise.
1) Pumped hydro is not selected as part of the optimal mix in the IRP modeling.
2) The EPS does not allow users to add pumped hydro capacity.
Flexibility points
Pumped hydro | 0
The next slide introduces the concept of the variable value of storage, and following excerpts provide more key
background information.
Per the following slide:
"Batteries + solar is an untested reliability paradigm and the combined capacity contribution of these resources has significant uncertainty."
2030 solar added at 38 MMT GHG limit.
Short cut method to calculating additional solar in 38 MMT case
Treat solar PV rooftop and distributed storage as behind the meter. Focus on system renewables.
additional solar in 38 MMT case |  | 6000 | MW of capacity added

## Battery storage
Marginal 4-Hour Storage ELCC (%) in 2030 is estimated as |  |  |  |  | 0.5
This value is selected as an a rough mid-point between the values desired in the 46 MMT and 38 MMT scenarios.
Remainder of this sheet reviews the ELCC values in the 46 MMT and 38 MMT scenarios.
ELCC value is 65% in 46 MMT sceanario
staff presentation 11/6/2019, Slide 84, as shown below, states:
– In BAU, i.e. at 46 MMT, Marginal ELCC of 4-hour Li-Ion batteries in 2030 is 65%
ELCC value in 38 MMT sceanario below 40%
"RESOLVE Output Viewer," Scenario Comparison tab
Shows % of system peak from battery storage increases in 38 MMT vs. 46 MMT as below
% of peak load from battery storage
46 MTM
| Unit | 2030 | 2030 | 2030
|  | 30 MMT | 38 MMT | 46 MMT
Battery Storage Penetration | % of peak load | 44.64% | 36.54% | 31.23%
By inspection of graphic below,
from staff presentation 11/6/2019, Slide 49
https://www.cpuc.ca.gov/uploadedFiles/CPUCWebsite/Content/UtilitiesIndustries/Energy/EnergyPrograms/ElectPowerProcurementGeneration/irp/2018/2019%20IRP%20Proposed%20Reference%20System%20Plan_20191106.pdf
The ELCC value at interpreted as just under 40%, perhaps 38%

## DR - Shift
Set DR value equal to battery value | [5 empty] | 0.5
Basis:
LBNL report cited as source on "About" tab, states:
"In Shift DR , California has 4 6 GWh of virtual storage that is cheaper than
BTM batteries enough to address a significant portion of present day grid challenges.
The Shift resource could be much larger than estimated here, if customer
participation in Shift is higher than observed historically for Shed DR," p. 30.
We also note that the RESOLVE model assumptions point to expectations of signficant flexibility in this resource, if it can be fully exploited.
(Source details on "About" page of this worksheet.)
Also, in RESOLVE guidebook:
BAU Demand Response Capacity
Year | 2015 | 2016 | 2017 | 2018 | 2019 | 2020 | 2021 | 2022 | 2023 | 2024 | 2025 | 2026 | 2027 | 2028 | 2029 | 2030 | 2031 | 2032 | 2033 | 2034 | 2035 | 2036 | 2037 | 2038 | 2039 | 2040 | 2041 | 2042 | 2043 | 2044 | 2045 | 2046 | 2047 | 2048 | 2049 | 2050
DR Capacity (MW) | 1753 | 1753 | 1753 | 1753 | 1753 | 1753 | 1753 | 1753 | 1753 | 1753 | 1753 | 1753 | 1753 | 1753 | 1753 | 1753 | 1753 | 1753 | 1753 | 1753 | 1753 | 1753 | 1753 | 1753 | 1753 | 1753 | 1753 | 1753 | 1753 | 1753 | 1753 | 1753 | 1753 | 1753 | 1753 | 1753

## 2017 inputs
| 162.5 | MW storage |  | From BAU Grid Storage
In GWh
140.589
1.37
175.893
0.493
[7 empty] | 318.345 | Sum of curtailment in GWh
http://www.caiso.com/Documents/Wind_SolarReal-TimeDispatchCurtailmentReportDec31_2017.pdf
http://www.caiso.com/Documents/MonthlyRenewablesPerformanceReport-Dec2017.html
http://www.caiso.com/Documents/Agenda-Presentation-2017AnnualReportMarketIssues-Performance.pdf#search=annual%20report%202017
| imputed level of renewables |  |  |  | 55153.7647 | GWh
calculated level of Flex Points Conusmed
| Sum of curtailment in GWh |  |  |  | 318.345
| Curtailment % |  |  |  | 0.005772
2017 estimate
Time (Year) | 2017
Flex Points Provided | 13768.27
Pumped hydro | 1599.2
Empirical value from EPS variable BAU Grid Battery Storage | 162.5
Peakers | 12087.82 |  | From start year capacities input data

## IRP modeling- Resolve output
Portfolio Analytics
Note: All costs are expressed in 2016 dollars
Energy Storage Summary
| Planned | Unit | 2015 | 2016 | 2017 | 2018 | 2019 | 2020 | 2021 | 2022 | 2023 | 2024 | 2025 | 2026 | 2027 | 2028 | 2029 | 2030 | 2031 | 2032 | 2033 | 2034 | 2035 | 2036 | 2037 | 2038 | 2039 | 2040 | 2041 | 2042 | 2043 | 2044 | 2045 | 2046 | 2047 | 2048 | 2049 | 2050
| Pumped_Hydro | MW | 0 | 0 | 0 | 0 | 0 | 1599.2 | 1599.2 | 1599.2 | 1599.2 | 1599.2 | 0 | 1599.2 | 0 | 0 | 0 | 1599.2 | #VALUE! | #VALUE! | #VALUE! | #VALUE! | #VALUE! | #VALUE! | #VALUE! | #VALUE! | #VALUE! | #VALUE! | #VALUE! | #VALUE! | #VALUE! | #VALUE! | #VALUE! | #VALUE! | #VALUE! | #VALUE! | #VALUE! | #VALUE!
| Li_Battery | MW | 0 | 0 | 0 | 0 | 0 | 3001.15 | 4181.08 | 4181.08 | 4638.19 | 8444.07 | 0 | 11600.88 | 0 | 0 | 0 | 16839.07 | 0 | 0 | 0 | 0 | 0 | 0 | 0 | 0 | 0 | 0 | 0 | 0 | 0 | 0 | 0 | 0 | 0 | 0 | 0 | 0
| BTM_Li_Battery | MW | 0 | 0 | 0 | 0 | 0 | 92.14 | 92.14 | 92.14 | 92.14 | 92.14 | 0 | 92.14 | 0 | 0 | 0 | 92.14 | #VALUE! | #VALUE! | #VALUE! | #VALUE! | #VALUE! | #VALUE! | #VALUE! | #VALUE! | #VALUE! | #VALUE! | #VALUE! | #VALUE! | #VALUE! | #VALUE! | #VALUE! | #VALUE! | #VALUE! | #VALUE! | #VALUE! | #VALUE!
| Flow_Battery | MW | 0 | 0 | 0 | 0 | 0 | 0 | 0 | 0 | 0 | 0 | 0 | 0 | 0 | 0 | 0 | 0 | #VALUE! | #VALUE! | #VALUE! | #VALUE! | #VALUE! | #VALUE! | #VALUE! | #VALUE! | #VALUE! | #VALUE! | #VALUE! | #VALUE! | #VALUE! | #VALUE! | #VALUE! | #VALUE! | #VALUE! | #VALUE! | #VALUE! | #VALUE!
| Pumped_Hydro | MWh | 0 | 0 | 0 | 0 | 0 | 252821.12 | 252821.12 | 252821.12 | 252821.12 | 252821.12 | 0 | 252821.12 | 0 | 0 | 0 | 252821.12 | #VALUE! | #VALUE! | #VALUE! | #VALUE! | #VALUE! | #VALUE! | #VALUE! | #VALUE! | #VALUE! | #VALUE! | #VALUE! | #VALUE! | #VALUE! | #VALUE! | #VALUE! | #VALUE! | #VALUE! | #VALUE! | #VALUE! | #VALUE!
| Li_Battery | MWh | 0 | 0 | 0 | 0 | 0 | 2914.05 | 3965.55 | 4260.55 | 4630.55 | 4852.35 | 0 | 4852.35 | 0 | 0 | 0 | 4852.35 | #VALUE! | #VALUE! | #VALUE! | #VALUE! | #VALUE! | #VALUE! | #VALUE! | #VALUE! | #VALUE! | #VALUE! | #VALUE! | #VALUE! | #VALUE! | #VALUE! | #VALUE! | #VALUE! | #VALUE! | #VALUE! | #VALUE! | #VALUE!
| BTM_Li_Battery | MWh | 0 | 0 | 0 | 0 | 0 | 230.35 | 230.35 | 230.35 | 230.35 | 230.35 | 0 | 230.35 | 0 | 0 | 0 | 230.35 | #VALUE! | #VALUE! | #VALUE! | #VALUE! | #VALUE! | #VALUE! | #VALUE! | #VALUE! | #VALUE! | #VALUE! | #VALUE! | #VALUE! | #VALUE! | #VALUE! | #VALUE! | #VALUE! | #VALUE! | #VALUE! | #VALUE! | #VALUE!
| Flow_Battery | MWh | 0 | 0 | 0 | 0 | 0 | 0 | 0 | 0 | 0 | 0 | 0 | 0 | 0 | 0 | 0 | 0 | #VALUE! | #VALUE! | #VALUE! | #VALUE! | #VALUE! | #VALUE! | #VALUE! | #VALUE! | #VALUE! | #VALUE! | #VALUE! | #VALUE! | #VALUE! | #VALUE! | #VALUE! | #VALUE! | #VALUE! | #VALUE! | #VALUE! | #VALUE!
| Pumped_Hydro Duration | hr | 0 | 0 | 0 | 0 | 0 | 158.0922 | 158.0922 | 158.0922 | 158.0922 | 158.0922 | 0 | 158.0922 | 0 | 0 | 0 | 158.0922 | 0 | 0 | 0 | 0 | 0 | 0 | 0 | 0 | 0 | 0 | 0 | 0 | 0 | 0 | 0 | 0 | 0 | 0 | 0 | 0
| Li_Battery Duration | hr | 0 | 0 | 0 | 0 | 0 | 0.97098 | 0.94845 | 1.019 | 0.99835 | 0.57465 | 0 | 0.41827 | 0 | 0 | 0 | 0.28816 | 0 | 0 | 0 | 0 | 0 | 0 | 0 | 0 | 0 | 0 | 0 | 0 | 0 | 0 | 0 | 0 | 0 | 0 | 0 | 0
| BTM_Li_Battery | hr | 0 | 0 | 0 | 0 | 0 | 2.5 | 2.5 | 2.5 | 2.5 | 2.5 | 0 | 2.5 | 0 | 0 | 0 | 2.5 | 0 | 0 | 0 | 0 | 0 | 0 | 0 | 0 | 0 | 0 | 0 | 0 | 0 | 0 | 0 | 0 | 0 | 0 | 0 | 0
| Flow_Battery Duration | hr | 0 | 0 | 0 | 0 | 0 | 0 | 0 | 0 | 0 | 0 | 0 | 0 | 0 | 0 | 0 | 0 | 0 | 0 | 0 | 0 | 0 | 0 | 0 | 0 | 0 | 0 | 0 | 0 | 0 | 0 | 0 | 0 | 0 | 0 | 0 | 0
| Optimized Build - Incl. Local Storage | Unit
| Pumped_Hydro | MW | 0 | 0 | 0 | 0 | 0 | 0 | 0 | 0 | 0 | 0 | 0 | 0 | 0 | 0 | 0 | 0 | #VALUE! | #VALUE! | #VALUE! | #VALUE! | #VALUE! | #VALUE! | #VALUE! | #VALUE! | #VALUE! | #VALUE! | #VALUE! | #VALUE! | #VALUE! | #VALUE! | #VALUE! | #VALUE! | #VALUE! | #VALUE! | #VALUE! | #VALUE!
| Li_Battery | MW | 0 | 0 | 0 | 0 | 0 | 2029.8 | 2859.23 | 2859.23 | 3094.67 | 6826.62 | 6826.62 | 9983.43 | 9983.43 | 9983.43 | 9983.43 | 15221.62 | #VALUE! | #VALUE! | #VALUE! | #VALUE! | #VALUE! | #VALUE! | #VALUE! | #VALUE! | #VALUE! | #VALUE! | #VALUE! | #VALUE! | #VALUE! | #VALUE! | #VALUE! | #VALUE! | #VALUE! | #VALUE! | #VALUE! | #VALUE!
| BTM_Li_Battery | MW | 0 | 0 | 0 | 0 | 0 | 0 | 0 | 0 | 0 | 0 | 0 | 0 | 0 | 0 | 0 | 0 | #VALUE! | #VALUE! | #VALUE! | #VALUE! | #VALUE! | #VALUE! | #VALUE! | #VALUE! | #VALUE! | #VALUE! | #VALUE! | #VALUE! | #VALUE! | #VALUE! | #VALUE! | #VALUE! | #VALUE! | #VALUE! | #VALUE! | #VALUE!
| Flow_Battery | MW | 0 | 0 | 0 | 0 | 0 | 0 | 0 | 0 | 0 | 0 | 0 | 0 | 0 | 0 | 0 | 0 | #VALUE! | #VALUE! | #VALUE! | #VALUE! | #VALUE! | #VALUE! | #VALUE! | #VALUE! | #VALUE! | #VALUE! | #VALUE! | #VALUE! | #VALUE! | #VALUE! | #VALUE! | #VALUE! | #VALUE! | #VALUE! | #VALUE! | #VALUE!
| Pumped_Hydro | MWh | 0 | 0 | 0 | 0 | 0 | 0 | 0 | 0 | 0 | 0 | 0 | 0 | 0 | 0 | 0 | 0 | #VALUE! | #VALUE! | #VALUE! | #VALUE! | #VALUE! | #VALUE! | #VALUE! | #VALUE! | #VALUE! | #VALUE! | #VALUE! | #VALUE! | #VALUE! | #VALUE! | #VALUE! | #VALUE! | #VALUE! | #VALUE! | #VALUE! | #VALUE!
| Li_Battery | MWh | 0 | #VALUE! | #VALUE! | #VALUE! | #VALUE! | 8119.18 | 11436.91 | 11436.91 | 12378.7 | 27306.49 | 0 | 39933.71 | 0 | 0 | 0 | 57037.28 | #VALUE! | #VALUE! | #VALUE! | #VALUE! | #VALUE! | #VALUE! | #VALUE! | #VALUE! | #VALUE! | #VALUE! | #VALUE! | #VALUE! | #VALUE! | #VALUE! | #VALUE! | #VALUE! | #VALUE! | #VALUE! | #VALUE! | #VALUE!
| BTM_Li_Battery | MWh | 0 | 0 | 0 | 0 | 0 | 0 | 0 | 0 | 0 | 0 | 0 | 0 | 0 | 0 | 0 | 0 | #VALUE! | #VALUE! | #VALUE! | #VALUE! | #VALUE! | #VALUE! | #VALUE! | #VALUE! | #VALUE! | #VALUE! | #VALUE! | #VALUE! | #VALUE! | #VALUE! | #VALUE! | #VALUE! | #VALUE! | #VALUE! | #VALUE! | #VALUE!
| Flow_Battery | MWh | 0 | 0 | 0 | 0 | 0 | 0 | 0 | 0 | 0 | 0 | 0 | 0 | 0 | 0 | 0 | 0 | #VALUE! | #VALUE! | #VALUE! | #VALUE! | #VALUE! | #VALUE! | #VALUE! | #VALUE! | #VALUE! | #VALUE! | #VALUE! | #VALUE! | #VALUE! | #VALUE! | #VALUE! | #VALUE! | #VALUE! | #VALUE! | #VALUE! | #VALUE!
| Pumped_Hydro Duration | hr | 0 | 0 | 0 | 0 | 0 | 0 | 0 | 0 | 0 | 0 | 0 | 0 | 0 | 0 | 0 | 0 | 0 | 0 | 0 | 0 | 0 | 0 | 0 | 0 | 0 | 0 | 0 | 0 | 0 | 0 | 0 | 0 | 0 | 0 | 0 | 0
| Li_Battery Duration | hr | 0 | 0 | 0 | 0 | 0 | 0 | 0 | 0 | 0 | 0 | 0 | 0 | 0 | 0 | 0 | 0 | 0 | 0 | 0 | 0 | 0 | 0 | 0 | 0 | 0 | 0 | 0 | 0 | 0 | 0 | 0 | 0 | 0 | 0 | 0 | 0
| BTM_Li_Battery | hr | 0 | 0 | 0 | 0 | 0 | 0 | 0 | 0 | 0 | 0 | 0 | 0 | 0 | 0 | 0 | 0 | 0 | 0 | 0 | 0 | 0 | 0 | 0 | 0 | 0 | 0 | 0 | 0 | 0 | 0 | 0 | 0 | 0 | 0 | 0 | 0
| Flow_Battery Duration | hr | 0 | 0 | 0 | 0 | 0 | 0 | 0 | 0 | 0 | 0 | 0 | 0 | 0 | 0 | 0 | 0 | 0 | 0 | 0 | 0 | 0 | 0 | 0 | 0 | 0 | 0 | 0 | 0 | 0 | 0 | 0 | 0 | 0 | 0 | 0 | 0
| Local Storage Build | Unit
| Pumped_Hydro | MW | 0 | 0 | 0 | 0 | 0 | 0 | 0 | 0 | 0 | 0 | 0 | 0 | 0 | 0 | 0 | 0 | #VALUE! | #VALUE! | #VALUE! | #VALUE! | #VALUE! | #VALUE! | #VALUE! | #VALUE! | #VALUE! | #VALUE! | #VALUE! | #VALUE! | #VALUE! | #VALUE! | #VALUE! | #VALUE! | #VALUE! | #VALUE! | #VALUE! | #VALUE!
| Li_Battery | MW | 0 | 0 | 0 | 0 | 0 | 0 | 0 | 0 | 0 | 0 | 0 | 0 | 0 | 0 | 0 | 0 | #VALUE! | #VALUE! | #VALUE! | #VALUE! | #VALUE! | #VALUE! | #VALUE! | #VALUE! | #VALUE! | #VALUE! | #VALUE! | #VALUE! | #VALUE! | #VALUE! | #VALUE! | #VALUE! | #VALUE! | #VALUE! | #VALUE! | #VALUE!
| BTM_Li_Battery | MW | 2015: 0; 2016: 0; 2017: 0; 2018: 0; 2019: 0; 2020: 0; 2021: 0; 2022: 0; 2023: 0; 2024: 0; 2025: 0; 2026: 0; 2027: 0; 2028: 0; 2029: 0; 2030: 0; 2041: #VALUE!; 2042: #VALUE!; 2043: #VALUE!; 2044: #VALUE!; 2045: #VALUE!
| Flow_Battery | MW | 0 | 0 | 0 | 0 | 0 | 0 | 0 | 0 | 0 | 0 | 0 | 0 | 0 | 0 | 0 | 0 | #VALUE! | #VALUE! | #VALUE! | #VALUE! | #VALUE! | #VALUE! | #VALUE! | #VALUE! | #VALUE! | #VALUE! | #VALUE! | #VALUE! | #VALUE! | #VALUE! | #VALUE! | #VALUE! | #VALUE! | #VALUE! | #VALUE! | #VALUE!
| CAISO_New_Pumped_Storage | MWh | 0 | 0 | 0 | 0 | 0 | 0 | 0 | 0 | 0 | 0 | 0 | 0 | 0 | 0 | 0 | 0 | #VALUE! | #VALUE! | #VALUE! | #VALUE! | #VALUE! | #VALUE! | #VALUE! | #VALUE! | #VALUE! | #VALUE! | #VALUE! | #VALUE! | #VALUE! | #VALUE! | #VALUE! | #VALUE! | #VALUE! | #VALUE! | #VALUE! | #VALUE!
| CAISO_New_Li_Battery | MWh | 0 | 0 | 0 | 0 | 0 | 0 | 0 | 0 | 0 | 0 | 0 | 0 | 0 | 0 | 0 | 0 | #VALUE! | #VALUE! | #VALUE! | #VALUE! | #VALUE! | #VALUE! | #VALUE! | #VALUE! | #VALUE! | #VALUE! | #VALUE! | #VALUE! | #VALUE! | #VALUE! | #VALUE! | #VALUE! | #VALUE! | #VALUE! | #VALUE! | #VALUE!
| BTM_Li_Battery | MWh | 2015: 0; 2016: 0; 2017: 0; 2018: 0; 2019: 0; 2020: 0; 2021: 0; 2022: 0; 2023: 0; 2024: 0; 2025: 0; 2026: 0; 2027: 0; 2028: 0; 2029: 0; 2030: 0; 2041: #VALUE!; 2042: #VALUE!; 2043: #VALUE!; 2044: #VALUE!; 2045: #VALUE!
| CAISO_New_Flow_Battery | MWh | 0 | 0 | 0 | 0 | 0 | 0 | 0 | 0 | 0 | 0 | 0 | 0 | 0 | 0 | 0 | 0 | #VALUE! | #VALUE! | #VALUE! | #VALUE! | #VALUE! | #VALUE! | #VALUE! | #VALUE! | #VALUE! | #VALUE! | #VALUE! | #VALUE! | #VALUE! | #VALUE! | #VALUE! | #VALUE! | #VALUE! | #VALUE! | #VALUE! | #VALUE!
| Pumped_Hydro Duration | hr | 0 | 0 | 0 | 0 | 0 | 0 | 0 | 0 | 0 | 0 | 0 | 0 | 0 | 0 | 0 | 0 | 0 | 0 | 0 | 0 | 0 | 0 | 0 | 0 | 0 | 0 | 0 | 0 | 0 | 0 | 0 | 0 | 0 | 0 | 0 | 0
| Li_Battery Duration | hr | 0 | 0 | 0 | 0 | 0 | 0 | 0 | 0 | 0 | 0 | 0 | 0 | 0 | 0 | 0 | 0 | 0 | 0 | 0 | 0 | 0 | 0 | 0 | 0 | 0 | 0 | 0 | 0 | 0 | 0 | 0 | 0 | 0 | 0 | 0 | 0
| BTM_Li_Battery | hr | 2015: 0; 2016: 0; 2017: 0; 2018: 0; 2019: 0; 2020: 0; 2021: 0; 2022: 0; 2023: 0; 2024: 0; 2025: 0; 2026: 0; 2027: 0; 2028: 0; 2029: 0; 2030: 0; 2041: 0; 2042: 0; 2043: 0; 2044: 0; 2045: 0
| Flow_Battery Duration | hr | 0 | 0 | 0 | 0 | 0 | 0 | 0 | 0 | 0 | 0 | 0 | 0 | 0 | 0 | 0 | 0 | 0 | 0 | 0 | 0 | 0 | 0 | 0 | 0 | 0 | 0 | 0 | 0 | 0 | 0 | 0 | 0 | 0 | 0 | 0 | 0
| Optimized Build - Excl. Local Storage | Unit
| Pumped_Hydro | MW | 0 | 0 | 0 | 0 | 0 | 0 | 0 | 0 | 0 | 0 | 0 | 0 | 0 | 0 | 0 | 0 | #VALUE! | #VALUE! | #VALUE! | #VALUE! | #VALUE! | #VALUE! | #VALUE! | #VALUE! | #VALUE! | #VALUE! | #VALUE! | #VALUE! | #VALUE! | #VALUE! | #VALUE! | #VALUE! | #VALUE! | #VALUE! | #VALUE! | #VALUE!
| Li_Battery | MW | 0 | 0 | 0 | 0 | 0 | 2029.8 | 2859.23 | 2859.23 | 3094.67 | 6826.62 | 6826.62 | 9983.43 | 9983.43 | 9983.43 | 9983.43 | 15221.62 | #VALUE! | #VALUE! | #VALUE! | #VALUE! | #VALUE! | #VALUE! | #VALUE! | #VALUE! | #VALUE! | #VALUE! | #VALUE! | #VALUE! | #VALUE! | #VALUE! | #VALUE! | #VALUE! | #VALUE! | #VALUE! | #VALUE! | #VALUE!
| BTM_Li_Battery | MW | 2015: 0; 2016: 0; 2017: 0; 2018: 0; 2019: 0; 2020: 0; 2021: 0; 2022: 0; 2023: 0; 2024: 0; 2025: 0; 2026: 0; 2027: 0; 2028: 0; 2029: 0; 2030: 0; 2041: #VALUE!; 2042: #VALUE!; 2043: #VALUE!; 2044: #VALUE!; 2045: #VALUE!
| Flow_Battery | MW | 0 | 0 | 0 | 0 | 0 | 0 | 0 | 0 | 0 | 0 | 0 | 0 | 0 | 0 | 0 | 0 | #VALUE! | #VALUE! | #VALUE! | #VALUE! | #VALUE! | #VALUE! | #VALUE! | #VALUE! | #VALUE! | #VALUE! | #VALUE! | #VALUE! | #VALUE! | #VALUE! | #VALUE! | #VALUE! | #VALUE! | #VALUE! | #VALUE! | #VALUE!
| Pumped_Hydro | MWh | 0 | 0 | 0 | 0 | 0 | 0 | 0 | 0 | 0 | 0 | 0 | 0 | 0 | 0 | 0 | 0 | #VALUE! | #VALUE! | #VALUE! | #VALUE! | #VALUE! | #VALUE! | #VALUE! | #VALUE! | #VALUE! | #VALUE! | #VALUE! | #VALUE! | #VALUE! | #VALUE! | #VALUE! | #VALUE! | #VALUE! | #VALUE! | #VALUE! | #VALUE!
| Li_Battery | MWh | 0 | #VALUE! | #VALUE! | #VALUE! | #VALUE! | 8119.18 | 11436.91 | 11436.91 | 12378.7 | 27306.49 | 0 | 39933.71 | 0 | 0 | 0 | 57037.28 | #VALUE! | #VALUE! | #VALUE! | #VALUE! | #VALUE! | #VALUE! | #VALUE! | #VALUE! | #VALUE! | #VALUE! | #VALUE! | #VALUE! | #VALUE! | #VALUE! | #VALUE! | #VALUE! | #VALUE! | #VALUE! | #VALUE! | #VALUE!
| BTM_Li_Battery | MWh | 2015: 0; 2016: 0; 2017: 0; 2018: 0; 2019: 0; 2020: 0; 2021: 0; 2022: 0; 2023: 0; 2024: 0; 2025: 0; 2026: 0; 2027: 0; 2028: 0; 2029: 0; 2030: 0; 2041: #VALUE!; 2042: #VALUE!; 2043: #VALUE!; 2044: #VALUE!; 2045: #VALUE!
| Flow_Battery | MWh | 0 | 0 | 0 | 0 | 0 | 0 | 0 | 0 | 0 | 0 | 0 | 0 | 0 | 0 | 0 | 0 | #VALUE! | #VALUE! | #VALUE! | #VALUE! | #VALUE! | #VALUE! | #VALUE! | #VALUE! | #VALUE! | #VALUE! | #VALUE! | #VALUE! | #VALUE! | #VALUE! | #VALUE! | #VALUE! | #VALUE! | #VALUE! | #VALUE! | #VALUE!
| Pumped_Hydro Duration | hr | 0 | 0 | 0 | 0 | 0 | 0 | 0 | 0 | 0 | 0 | 0 | 0 | 0 | 0 | 0 | 0 | 0 | 0 | 0 | 0 | 0 | 0 | 0 | 0 | 0 | 0 | 0 | 0 | 0 | 0 | 0 | 0 | 0 | 0 | 0 | 0
| Li_Battery Duration | hr | 0 | 0 | 0 | 0 | 0 | 0 | 0 | 0 | 0 | 0 | 0 | 0 | 0 | 0 | 0 | 0 | 0 | 0 | 0 | 0 | 0 | 0 | 0 | 0 | 0 | 0 | 0 | 0 | 0 | 0 | 0 | 0 | 0 | 0 | 0 | 0
| BTM_Li_Battery | hr | 2015: 0; 2016: 0; 2017: 0; 2018: 0; 2019: 0; 2020: 0; 2021: 0; 2022: 0; 2023: 0; 2024: 0; 2025: 0; 2026: 0; 2027: 0; 2028: 0; 2029: 0; 2030: 0; 2041: 0; 2042: 0; 2043: 0; 2044: 0; 2045: 0
| Flow_Battery Duration | hr | 0 | 0 | 0 | 0 | 0 | 0 | 0 | 0 | 0 | 0 | 0 | 0 | 0 | 0 | 0 | 0 | 0 | 0 | 0 | 0 | 0 | 0 | 0 | 0 | 0 | 0 | 0 | 0 | 0 | 0 | 0 | 0 | 0 | 0 | 0 | 0
| Average Storage Duration - Optimized Build | hr | 0 | 0 | 0 | 0 | 0 | 0 | 0 | 0 | 0 | 0 | 0 | 0 | 0 | 0 | 0 | 0 | 0 | 0 | 0 | 0 | 0 | 0 | 0 | 0 | 0 | 0 | 0 | 0 | 0 | 0 | 0 | 0 | 0 | 0 | 0 | 0
Total Resources by Technology
| Technology | Unit | 2015 | 2016 | 2017 | 2018 | 2019 | 2020 | 2021 | 2022 | 2023 | 2024 | 2025 | 2026 | 2027 | 2028 | 2029 | 2030 | 2031 | 2032 | 2033 | 2034 | 2035 | 2036 | 2037 | 2038 | 2039 | 2040 | 2041 | 2042 | 2043 | 2044 | 2045 | 2046 | 2047 | 2048 | 2049 | 2050
| CAISO_ST | MW | 0 | 0 | 0 | 0 | 0 | 4577.22 | 2288.61 | 2288.61 | 2288.61 | 0 | 0 | 0 | 0 | 0 | 0 | 0 | #VALUE! | #VALUE! | #VALUE! | #VALUE! | #VALUE! | #VALUE! | #VALUE! | #VALUE! | #VALUE! | #VALUE! | #VALUE! | #VALUE! | #VALUE! | #VALUE! | #VALUE! | #VALUE! | #VALUE! | #VALUE! | #VALUE! | #VALUE!
| CAISO_CCGT1 | MW | 0 | 0 | 0 | 0 | 0 | 12049.47 | 13333.47 | 13333.47 | 13333.47 | 13333.47 | 0 | 13333.47 | 0 | 0 | 0 | 13333.47 | #VALUE! | #VALUE! | #VALUE! | #VALUE! | #VALUE! | #VALUE! | #VALUE! | #VALUE! | #VALUE! | #VALUE! | #VALUE! | #VALUE! | #VALUE! | #VALUE! | #VALUE! | #VALUE! | #VALUE! | #VALUE! | #VALUE! | #VALUE!
| CAISO_CCGT2 | MW | 0 | 0 | 0 | 0 | 0 | 2927.93 | 2927.93 | 2927.93 | 2927.93 | 2927.93 | 0 | 2927.93 | 0 | 0 | 0 | 2927.93 | #VALUE! | #VALUE! | #VALUE! | #VALUE! | #VALUE! | #VALUE! | #VALUE! | #VALUE! | #VALUE! | #VALUE! | #VALUE! | #VALUE! | #VALUE! | #VALUE! | #VALUE! | #VALUE! | #VALUE! | #VALUE! | #VALUE! | #VALUE!
| CAISO_Peaker1 | MW | 0 | 0 | 0 | 0 | 0 | 4913.93 | 4913.93 | 4913.93 | 4913.93 | 4913.93 | 0 | 4913.93 | 0 | 0 | 0 | 4020.51 | #VALUE! | #VALUE! | #VALUE! | #VALUE! | #VALUE! | #VALUE! | #VALUE! | #VALUE! | #VALUE! | #VALUE! | #VALUE! | #VALUE! | #VALUE! | #VALUE! | #VALUE! | #VALUE! | #VALUE! | #VALUE! | #VALUE! | #VALUE!
| CAISO_Peaker2 | MW | 0 | 0 | 0 | 0 | 0 | 3682.71 | 3682.71 | 3682.71 | 3682.71 | 3682.71 | 0 | 3682.71 | 0 | 0 | 0 | 3682.71 | #VALUE! | #VALUE! | #VALUE! | #VALUE! | #VALUE! | #VALUE! | #VALUE! | #VALUE! | #VALUE! | #VALUE! | #VALUE! | #VALUE! | #VALUE! | #VALUE! | #VALUE! | #VALUE! | #VALUE! | #VALUE! | #VALUE! | #VALUE!
| CAISO_Advanced_CCGT | MW | 0 | 0 | 0 | 0 | 0 | 0 | 0 | 0 | 0 | 0 | 0 | 0 | 0 | 0 | 0 | 0 | #VALUE! | #VALUE! | #VALUE! | #VALUE! | #VALUE! | #VALUE! | #VALUE! | #VALUE! | #VALUE! | #VALUE! | #VALUE! | #VALUE! | #VALUE! | #VALUE! | #VALUE! | #VALUE! | #VALUE! | #VALUE! | #VALUE! | #VALUE!
| CAISO_Aero_CT | MW | 0 | 0 | 0 | 0 | 0 | 0 | 0 | 0 | 0 | 0 | 0 | 0 | 0 | 0 | 0 | 0 | #VALUE! | #VALUE! | #VALUE! | #VALUE! | #VALUE! | #VALUE! | #VALUE! | #VALUE! | #VALUE! | #VALUE! | #VALUE! | #VALUE! | #VALUE! | #VALUE! | #VALUE! | #VALUE! | #VALUE! | #VALUE! | #VALUE! | #VALUE!
| CAISO_Reciprocating_Engine | MW | 0 | 0 | 0 | 0 | 0 | 255.3 | 255.3 | 255.3 | 255.3 | 255.3 | 0 | 255.3 | 0 | 0 | 0 | 255.3 | #VALUE! | #VALUE! | #VALUE! | #VALUE! | #VALUE! | #VALUE! | #VALUE! | #VALUE! | #VALUE! | #VALUE! | #VALUE! | #VALUE! | #VALUE! | #VALUE! | #VALUE! | #VALUE! | #VALUE! | #VALUE! | #VALUE! | #VALUE!
| CAISO_CHP | MW | 0 | 0 | 0 | 0 | 0 | 2296.02 | 2296.02 | 2296.02 | 2296.02 | 2296.02 | 0 | 2296.02 | 0 | 0 | 0 | 2296.02 | #VALUE! | #VALUE! | #VALUE! | #VALUE! | #VALUE! | #VALUE! | #VALUE! | #VALUE! | #VALUE! | #VALUE! | #VALUE! | #VALUE! | #VALUE! | #VALUE! | #VALUE! | #VALUE! | #VALUE! | #VALUE! | #VALUE! | #VALUE!
| CAISO_Coal | MW | 0 | 0 | 0 | 0 | 0 | 480 | 480 | 480 | 480 | 480 | 0 | 0 | 0 | 0 | 0 | 0 | #VALUE! | #VALUE! | #VALUE! | #VALUE! | #VALUE! | #VALUE! | #VALUE! | #VALUE! | #VALUE! | #VALUE! | #VALUE! | #VALUE! | #VALUE! | #VALUE! | #VALUE! | #VALUE! | #VALUE! | #VALUE! | #VALUE! | #VALUE!
| CAISO_Nuclear | MW | 0 | 0 | 0 | 0 | 0 | 2935 | 2935 | 2935 | 2935 | 1785 | 0 | 635 | 0 | 0 | 0 | 635 | #VALUE! | #VALUE! | #VALUE! | #VALUE! | #VALUE! | #VALUE! | #VALUE! | #VALUE! | #VALUE! | #VALUE! | #VALUE! | #VALUE! | #VALUE! | #VALUE! | #VALUE! | #VALUE! | #VALUE! | #VALUE! | #VALUE! | #VALUE!
| Hydro | MW | 0 | 0 | 0 | 0 | 0 | 7070.1 | 7070.1 | 7070.1 | 7070.1 | 7070.1 | 0 | 7070.1 | 0 | 0 | 0 | 7069.51 | #VALUE! | #VALUE! | #VALUE! | #VALUE! | #VALUE! | #VALUE! | #VALUE! | #VALUE! | #VALUE! | #VALUE! | #VALUE! | #VALUE! | #VALUE! | #VALUE! | #VALUE! | #VALUE! | #VALUE! | #VALUE! | #VALUE! | #VALUE!
| Hydro_NW_CAISO | MW | 0 | 0 | 0 | 0 | 0 | 2851.77 | 2851.77 | 2851.77 | 2851.77 | 2851.77 | 0 | 2851.77 | 0 | 0 | 0 | 2851.77 | #VALUE! | #VALUE! | #VALUE! | #VALUE! | #VALUE! | #VALUE! | #VALUE! | #VALUE! | #VALUE! | #VALUE! | #VALUE! | #VALUE! | #VALUE! | #VALUE! | #VALUE! | #VALUE! | #VALUE! | #VALUE! | #VALUE! | #VALUE!
| CAISO_Conventional_DR | MW | 0 | 0 | 0 | 0 | 0 | 0 | 0 | 0 | 0 | 0 | 0 | 0 | 0 | 0 | 0 | 0 | #VALUE! | #VALUE! | #VALUE! | #VALUE! | #VALUE! | #VALUE! | #VALUE! | #VALUE! | #VALUE! | #VALUE! | #VALUE! | #VALUE! | #VALUE! | #VALUE! | #VALUE! | #VALUE! | #VALUE! | #VALUE! | #VALUE! | #VALUE!
| Customer_PV | MW | 0 | 0 | 0 | 0 | 0 | 7269.29 | 7269.29 | 7269.29 | 7269.29 | 7269.29 | 0 | 7269.29 | 0 | 0 | 0 | 7269.29 | #VALUE! | #VALUE! | #VALUE! | #VALUE! | #VALUE! | #VALUE! | #VALUE! | #VALUE! | #VALUE! | #VALUE! | #VALUE! | #VALUE! | #VALUE! | #VALUE! | #VALUE! | #VALUE! | #VALUE! | #VALUE! | #VALUE! | #VALUE!
| Solar | MW | 0 | 0 | 0 | 0 | 0 | 16310.33 | 18765.85 | 20887.45 | 22887.45 | 25570.41 | 0 | 31953.65 | 0 | 0 | 0 | 41998.64 | #VALUE! | #VALUE! | #VALUE! | #VALUE! | #VALUE! | #VALUE! | #VALUE! | #VALUE! | #VALUE! | #VALUE! | #VALUE! | #VALUE! | #VALUE! | #VALUE! | #VALUE! | #VALUE! | #VALUE! | #VALUE! | #VALUE! | #VALUE!
| Geothermal | MW | 0 | 0 | 0 | 0 | 0 | 1851.31 | 1851.31 | 1851.31 | 1851.31 | 1851.31 | 0 | 1851.31 | 0 | 0 | 0 | 1851.31 | #VALUE! | #VALUE! | #VALUE! | #VALUE! | #VALUE! | #VALUE! | #VALUE! | #VALUE! | #VALUE! | #VALUE! | #VALUE! | #VALUE! | #VALUE! | #VALUE! | #VALUE! | #VALUE! | #VALUE! | #VALUE! | #VALUE! | #VALUE!
| Biomass | MW | 0 | 0 | 0 | 0 | 0 | 902.65 | 902.65 | 902.65 | 902.65 | 902.65 | 0 | 902.65 | 0 | 0 | 0 | 900.75 | #VALUE! | #VALUE! | #VALUE! | #VALUE! | #VALUE! | #VALUE! | #VALUE! | #VALUE! | #VALUE! | #VALUE! | #VALUE! | #VALUE! | #VALUE! | #VALUE! | #VALUE! | #VALUE! | #VALUE! | #VALUE! | #VALUE! | #VALUE!
| Small_Hydro | MW | 0 | 0 | 0 | 0 | 0 | 974.03 | 974.03 | 974.03 | 974.03 | 974.03 | 0 | 974.03 | 0 | 0 | 0 | 974.03 | #VALUE! | #VALUE! | #VALUE! | #VALUE! | #VALUE! | #VALUE! | #VALUE! | #VALUE! | #VALUE! | #VALUE! | #VALUE! | #VALUE! | #VALUE! | #VALUE! | #VALUE! | #VALUE! | #VALUE! | #VALUE! | #VALUE! | #VALUE!
| Wind | MW | 0 | 0 | 0 | 0 | 0 | 7356.56 | 7490.31 | 9878.51 | 10065.51 | 10665.51 | 0 | 10765.51 | 0 | 0 | 0 | 12131.26 | #VALUE! | #VALUE! | #VALUE! | #VALUE! | #VALUE! | #VALUE! | #VALUE! | #VALUE! | #VALUE! | #VALUE! | #VALUE! | #VALUE! | #VALUE! | #VALUE! | #VALUE! | #VALUE! | #VALUE! | #VALUE! | #VALUE! | #VALUE!
| Wind OOS New Tx | MW | 0 | 0 | 0 | 0 | 0 | 0 | 0 | 0 | 0 | 0 | 0 | 0 | 0 | 0 | 0 | 1500 | #VALUE! | #VALUE! | #VALUE! | #VALUE! | #VALUE! | #VALUE! | #VALUE! | #VALUE! | #VALUE! | #VALUE! | #VALUE! | #VALUE! | #VALUE! | #VALUE! | #VALUE! | #VALUE! | #VALUE! | #VALUE! | #VALUE! | #VALUE!
| Offshore_Wind | MW | 0 | 0 | 0 | 0 | 0 | 0 | 0 | 0 | 0 | 0 | 0 | 0 | 0 | 0 | 0 | 0 | #VALUE! | #VALUE! | #VALUE! | #VALUE! | #VALUE! | #VALUE! | #VALUE! | #VALUE! | #VALUE! | #VALUE! | #VALUE! | #VALUE! | #VALUE! | #VALUE! | #VALUE! | #VALUE! | #VALUE! | #VALUE! | #VALUE! | #VALUE!
| Pumped_Hydro | MW | 0 | 0 | 0 | 0 | 0 | 1599.2 | 1599.2 | 1599.2 | 1599.2 | 1599.2 | 0 | 1599.2 | 0 | 0 | 0 | 1599.2 | #VALUE! | #VALUE! | #VALUE! | #VALUE! | #VALUE! | #VALUE! | #VALUE! | #VALUE! | #VALUE! | #VALUE! | #VALUE! | #VALUE! | #VALUE! | #VALUE! | #VALUE! | #VALUE! | #VALUE! | #VALUE! | #VALUE! | #VALUE!
| Li_Battery | MW | 0 | 0 | 0 | 0 | 0 | 3001.15 | 4181.08 | 4181.08 | 4638.19 | 8444.07 | 0 | 11600.88 | 0 | 0 | 0 | 16839.07 | #VALUE! | #VALUE! | #VALUE! | #VALUE! | #VALUE! | #VALUE! | #VALUE! | #VALUE! | #VALUE! | #VALUE! | #VALUE! | #VALUE! | #VALUE! | #VALUE! | #VALUE! | #VALUE! | #VALUE! | #VALUE! | #VALUE! | #VALUE!
| BTM_Li_Battery | MW | 0 | 0 | 0 | 0 | 0 | 92.14 | 92.14 | 92.14 | 92.14 | 92.14 | 0 | 92.14 | 0 | 0 | 0 | 92.14 | #VALUE! | #VALUE! | #VALUE! | #VALUE! | #VALUE! | #VALUE! | #VALUE! | #VALUE! | #VALUE! | #VALUE! | #VALUE! | #VALUE! | #VALUE! | #VALUE! | #VALUE! | #VALUE! | #VALUE! | #VALUE! | #VALUE! | #VALUE!
| Flow_Battery | MW | [5 empty] | 0 | 0 | 0 | 0 | 0 | 0 | 0 | 0 | 0 | 0 | 0 | #VALUE! | #VALUE! | #VALUE! | #VALUE! | #VALUE! | #VALUE! | #VALUE! | #VALUE! | #VALUE! | #VALUE! | #VALUE! | #VALUE! | #VALUE! | #VALUE! | #VALUE! | #VALUE! | #VALUE! | #VALUE! | #VALUE! | #VALUE!
| Hydrogen_Electrolysis | MW | 0 | 0 | 0 | 0 | 0 | 0 | 0 | 0 | 0 | 0 | 0 | 0 | 0 | 0 | 0 | 0 | #VALUE! | #VALUE! | #VALUE! | #VALUE! | #VALUE! | #VALUE! | #VALUE! | #VALUE! | #VALUE! | #VALUE! | #VALUE! | #VALUE! | #VALUE! | #VALUE! | #VALUE! | #VALUE! | #VALUE! | #VALUE! | #VALUE! | #VALUE!
| Flexible_Load | MW | 0 | 0 | 0 | 0 | 0 | 0 | 0 | 0 | 0 | 0 | 0 | 0 | 0 | 0 | 0 | 0 | #VALUE! | #VALUE! | #VALUE! | #VALUE! | #VALUE! | #VALUE! | #VALUE! | #VALUE! | #VALUE! | #VALUE! | #VALUE! | #VALUE! | #VALUE! | #VALUE! | #VALUE! | #VALUE! | #VALUE! | #VALUE! | #VALUE! | #VALUE!
Selected Resources by Technology
| Technology | Unit | 2015 | 2016 | 2017 | 2018 | 2019 | 2020 | 2021 | 2022 | 2023 | 2024 | 2025 | 2026 | 2027 | 2028 | 2029 | 2030 | 2031 | 2032 | 2033 | 2034 | 2035 | 2036 | 2037 | 2038 | 2039 | 2040 | 2041 | 2042 | 2043 | 2044 | 2045 | 2046 | 2047 | 2048 | 2049 | 2050
| CAISO_ST | MW | 0 | 0 | 0 | 0 | 0 | 0 | 0 | 0 | 0 | 0 | 0 | 0 | 0 | 0 | 0 | 0 | #VALUE! | #VALUE! | #VALUE! | #VALUE! | #VALUE! | #VALUE! | #VALUE! | #VALUE! | #VALUE! | #VALUE! | #VALUE! | #VALUE! | #VALUE! | #VALUE! | #VALUE! | #VALUE! | #VALUE! | #VALUE! | #VALUE! | #VALUE!
| CAISO_CCGT1 | MW | 0 | 0 | 0 | 0 | 0 | 0 | 0 | 0 | 0 | 0 | 0 | 0 | 0 | 0 | 0 | 0 | #VALUE! | #VALUE! | #VALUE! | #VALUE! | #VALUE! | #VALUE! | #VALUE! | #VALUE! | #VALUE! | #VALUE! | #VALUE! | #VALUE! | #VALUE! | #VALUE! | #VALUE! | #VALUE! | #VALUE! | #VALUE! | #VALUE! | #VALUE!
| CAISO_CCGT2 | MW | 0 | 0 | 0 | 0 | 0 | 0 | 0 | 0 | 0 | 0 | 0 | 0 | 0 | 0 | 0 | 0 | #VALUE! | #VALUE! | #VALUE! | #VALUE! | #VALUE! | #VALUE! | #VALUE! | #VALUE! | #VALUE! | #VALUE! | #VALUE! | #VALUE! | #VALUE! | #VALUE! | #VALUE! | #VALUE! | #VALUE! | #VALUE! | #VALUE! | #VALUE!
| CAISO_Peaker1 | MW | 0 | 0 | 0 | 0 | 0 | 0 | 0 | 0 | 0 | 0 | 0 | 0 | 0 | 0 | 0 | 0 | #VALUE! | #VALUE! | #VALUE! | #VALUE! | #VALUE! | #VALUE! | #VALUE! | #VALUE! | #VALUE! | #VALUE! | #VALUE! | #VALUE! | #VALUE! | #VALUE! | #VALUE! | #VALUE! | #VALUE! | #VALUE! | #VALUE! | #VALUE!
| CAISO_Peaker2 | MW | 0 | 0 | 0 | 0 | 0 | 0 | 0 | 0 | 0 | 0 | 0 | 0 | 0 | 0 | 0 | 0 | #VALUE! | #VALUE! | #VALUE! | #VALUE! | #VALUE! | #VALUE! | #VALUE! | #VALUE! | #VALUE! | #VALUE! | #VALUE! | #VALUE! | #VALUE! | #VALUE! | #VALUE! | #VALUE! | #VALUE! | #VALUE! | #VALUE! | #VALUE!
| CAISO_Advanced_CCGT | MW | 0 | 0 | 0 | 0 | 0 | 0 | 0 | 0 | 0 | 0 | 0 | 0 | 0 | 0 | 0 | 0 | #VALUE! | #VALUE! | #VALUE! | #VALUE! | #VALUE! | #VALUE! | #VALUE! | #VALUE! | #VALUE! | #VALUE! | #VALUE! | #VALUE! | #VALUE! | #VALUE! | #VALUE! | #VALUE! | #VALUE! | #VALUE! | #VALUE! | #VALUE!
| CAISO_Aero_CT | MW | 0 | 0 | 0 | 0 | 0 | 0 | 0 | 0 | 0 | 0 | 0 | 0 | 0 | 0 | 0 | 0 | #VALUE! | #VALUE! | #VALUE! | #VALUE! | #VALUE! | #VALUE! | #VALUE! | #VALUE! | #VALUE! | #VALUE! | #VALUE! | #VALUE! | #VALUE! | #VALUE! | #VALUE! | #VALUE! | #VALUE! | #VALUE! | #VALUE! | #VALUE!
| CAISO_Reciprocating_Engine | MW | 0 | 0 | 0 | 0 | 0 | 0 | 0 | 0 | 0 | 0 | 0 | 0 | 0 | 0 | 0 | 0 | #VALUE! | #VALUE! | #VALUE! | #VALUE! | #VALUE! | #VALUE! | #VALUE! | #VALUE! | #VALUE! | #VALUE! | #VALUE! | #VALUE! | #VALUE! | #VALUE! | #VALUE! | #VALUE! | #VALUE! | #VALUE! | #VALUE! | #VALUE!
| CAISO_CHP | MW | 0 | 0 | 0 | 0 | 0 | 0 | 0 | 0 | 0 | 0 | 0 | 0 | 0 | 0 | 0 | 0 | #VALUE! | #VALUE! | #VALUE! | #VALUE! | #VALUE! | #VALUE! | #VALUE! | #VALUE! | #VALUE! | #VALUE! | #VALUE! | #VALUE! | #VALUE! | #VALUE! | #VALUE! | #VALUE! | #VALUE! | #VALUE! | #VALUE! | #VALUE!
| CAISO_Coal | MW | 0 | 0 | 0 | 0 | 0 | 0 | 0 | 0 | 0 | 0 | 0 | 0 | 0 | 0 | 0 | 0 | #VALUE! | #VALUE! | #VALUE! | #VALUE! | #VALUE! | #VALUE! | #VALUE! | #VALUE! | #VALUE! | #VALUE! | #VALUE! | #VALUE! | #VALUE! | #VALUE! | #VALUE! | #VALUE! | #VALUE! | #VALUE! | #VALUE! | #VALUE!
| CAISO_Nuclear | MW | 0 | 0 | 0 | 0 | 0 | 0 | 0 | 0 | 0 | 0 | 0 | 0 | 0 | 0 | 0 | 0 | #VALUE! | #VALUE! | #VALUE! | #VALUE! | #VALUE! | #VALUE! | #VALUE! | #VALUE! | #VALUE! | #VALUE! | #VALUE! | #VALUE! | #VALUE! | #VALUE! | #VALUE! | #VALUE! | #VALUE! | #VALUE! | #VALUE! | #VALUE!
| Hydro | MW | 0 | 0 | 0 | 0 | 0 | 0 | 0 | 0 | 0 | 0 | 0 | 0 | 0 | 0 | 0 | 0 | #VALUE! | #VALUE! | #VALUE! | #VALUE! | #VALUE! | #VALUE! | #VALUE! | #VALUE! | #VALUE! | #VALUE! | #VALUE! | #VALUE! | #VALUE! | #VALUE! | #VALUE! | #VALUE! | #VALUE! | #VALUE! | #VALUE! | #VALUE!
| Hydro_NW_CAISO | MW | 0 | 0 | 0 | 0 | 0 | 0 | 0 | 0 | 0 | 0 | 0 | 0 | 0 | 0 | 0 | 0 | #VALUE! | #VALUE! | #VALUE! | #VALUE! | #VALUE! | #VALUE! | #VALUE! | #VALUE! | #VALUE! | #VALUE! | #VALUE! | #VALUE! | #VALUE! | #VALUE! | #VALUE! | #VALUE! | #VALUE! | #VALUE! | #VALUE! | #VALUE!
| CAISO_Conventional_DR | MW | 0 | 0 | 0 | 0 | 0 | 0 | 0 | 0 | 0 | 0 | 0 | 0 | 0 | 0 | 0 | 0 | #VALUE! | #VALUE! | #VALUE! | #VALUE! | #VALUE! | #VALUE! | #VALUE! | #VALUE! | #VALUE! | #VALUE! | #VALUE! | #VALUE! | #VALUE! | #VALUE! | #VALUE! | #VALUE! | #VALUE! | #VALUE! | #VALUE! | #VALUE!
| Customer_PV | MW | 0 | 0 | 0 | 0 | 0 | 0 | 0 | 0 | 0 | 0 | 0 | 0 | 0 | 0 | 0 | 0 | #VALUE! | #VALUE! | #VALUE! | #VALUE! | #VALUE! | #VALUE! | #VALUE! | #VALUE! | #VALUE! | #VALUE! | #VALUE! | #VALUE! | #VALUE! | #VALUE! | #VALUE! | #VALUE! | #VALUE! | #VALUE! | #VALUE! | #VALUE!
| Solar | MW | 0 | 0 | 0 | 0 | 0 | 2000 | 4000 | 6000 | 8000 | 10682.96 | 0 | 17066.2 | 0 | 0 | 0 | 27111.19 | #VALUE! | #VALUE! | #VALUE! | #VALUE! | #VALUE! | #VALUE! | #VALUE! | #VALUE! | #VALUE! | #VALUE! | #VALUE! | #VALUE! | #VALUE! | #VALUE! | #VALUE! | #VALUE! | #VALUE! | #VALUE! | #VALUE! | #VALUE!
| Geothermal | MW | 0 | 0 | 0 | 0 | 0 | 0 | 0 | 0 | 0 | 0 | 0 | 0 | 0 | 0 | 0 | 0 | #VALUE! | #VALUE! | #VALUE! | #VALUE! | #VALUE! | #VALUE! | #VALUE! | #VALUE! | #VALUE! | #VALUE! | #VALUE! | #VALUE! | #VALUE! | #VALUE! | #VALUE! | #VALUE! | #VALUE! | #VALUE! | #VALUE! | #VALUE!
| Biomass | MW | 0 | 0 | 0 | 0 | 0 | 0 | 0 | 0 | 0 | 0 | 0 | 0 | 0 | 0 | 0 | 0 | #VALUE! | #VALUE! | #VALUE! | #VALUE! | #VALUE! | #VALUE! | #VALUE! | #VALUE! | #VALUE! | #VALUE! | #VALUE! | #VALUE! | #VALUE! | #VALUE! | #VALUE! | #VALUE! | #VALUE! | #VALUE! | #VALUE! | #VALUE!
| Small_Hydro | MW | 0 | 0 | 0 | 0 | 0 | 0 | 0 | 0 | 0 | 0 | 0 | 0 | 0 | 0 | 0 | 0 | #VALUE! | #VALUE! | #VALUE! | #VALUE! | #VALUE! | #VALUE! | #VALUE! | #VALUE! | #VALUE! | #VALUE! | #VALUE! | #VALUE! | #VALUE! | #VALUE! | #VALUE! | #VALUE! | #VALUE! | #VALUE! | #VALUE! | #VALUE!
| Wind | MW | 0 | 0 | 0 | 0 | 0 | 0 | 34 | 2422.2 | 2609.2 | 3209.2 | 0 | 3309.2 | 0 | 0 | 0 | 4674.95 | #VALUE! | #VALUE! | #VALUE! | #VALUE! | #VALUE! | #VALUE! | #VALUE! | #VALUE! | #VALUE! | #VALUE! | #VALUE! | #VALUE! | #VALUE! | #VALUE! | #VALUE! | #VALUE! | #VALUE! | #VALUE! | #VALUE! | #VALUE!
| Wind OOS New Tx | MW | 0 | 0 | 0 | 0 | 0 | 0 | 0 | 0 | 0 | 0 | 0 | 0 | 0 | 0 | 0 | 1500 | #VALUE! | #VALUE! | #VALUE! | #VALUE! | #VALUE! | #VALUE! | #VALUE! | #VALUE! | #VALUE! | #VALUE! | #VALUE! | #VALUE! | #VALUE! | #VALUE! | #VALUE! | #VALUE! | #VALUE! | #VALUE! | #VALUE! | #VALUE!
| Offshore_Wind | MW | 0 | 0 | 0 | 0 | 0 | 0 | 0 | 0 | 0 | 0 | 0 | 0 | 0 | 0 | 0 | 0 | #VALUE! | #VALUE! | #VALUE! | #VALUE! | #VALUE! | #VALUE! | #VALUE! | #VALUE! | #VALUE! | #VALUE! | #VALUE! | #VALUE! | #VALUE! | #VALUE! | #VALUE! | #VALUE! | #VALUE! | #VALUE! | #VALUE! | #VALUE!
| Pumped_Hydro | MW | 0 | 0 | 0 | 0 | 0 | 0 | 0 | 0 | 0 | 0 | 0 | 0 | 0 | 0 | 0 | 0 | #VALUE! | #VALUE! | #VALUE! | #VALUE! | #VALUE! | #VALUE! | #VALUE! | #VALUE! | #VALUE! | #VALUE! | #VALUE! | #VALUE! | #VALUE! | #VALUE! | #VALUE! | #VALUE! | #VALUE! | #VALUE! | #VALUE! | #VALUE!
| Li_Battery | MW | 0 | 0 | 0 | 0 | 0 | 0 | 0 | 0 | 0 | 0 | 0 | 0 | 0 | 0 | 0 | 0 | 0 | 0 | 0 | 0 | 0 | 0 | 0 | 0 | 0 | 0 | 0 | 0 | 0 | 0 | 0 | 0 | 0 | 0 | 0 | 0
| BTM_Li_Battery | MW | 0 | 0 | 0 | 0 | 0 | 0 | 0 | 0 | 0 | 0 | 0 | 0 | 0 | 0 | 0 | 0 | 0 | 0 | 0 | 0 | 0 | 0 | 0 | 0 | 0 | 0 | 0 | 0 | 0 | 0 | 0 | 0 | 0 | 0 | 0 | 0
| Flow_Battery | MW | 0 | 0 | 0 | 0 | 0 | 0 | 0 | 0 | 0 | 0 | 0 | 0 | 0 | 0 | 0 | 0 | 0 | 0 | 0 | 0 | 0 | 0 | 0 | 0 | 0 | 0 | 0 | 0 | 0 | 0 | 0 | 0 | 0 | 0 | 0 | 0
| Hydrogen_Electrolysis | MW | 0 | 0 | 0 | 0 | 0 | 0 | 0 | 0 | 0 | 0 | 0 | 0 | 0 | 0 | 0 | 0 | #VALUE! | #VALUE! | #VALUE! | #VALUE! | #VALUE! | #VALUE! | #VALUE! | #VALUE! | #VALUE! | #VALUE! | #VALUE! | #VALUE! | #VALUE! | #VALUE! | #VALUE! | #VALUE! | #VALUE! | #VALUE! | #VALUE! | #VALUE!
| Flexible_Load | MW | 0 | 0 | 0 | 0 | 0 | 0 | 0 | 0 | 0 | 0 | 0 | 0 | 0 | 0 | 0 | 0 | #VALUE! | #VALUE! | #VALUE! | #VALUE! | #VALUE! | #VALUE! | #VALUE! | #VALUE! | #VALUE! | #VALUE! | #VALUE! | #VALUE! | #VALUE! | #VALUE! | #VALUE! | #VALUE! | #VALUE! | #VALUE! | #VALUE! | #VALUE!
Baseline Resources by Technology
| Technology | Unit | 2015 | 2016 | 2017 | 2018 | 2019 | 2020 | 2021 | 2022 | 2023 | 2024 | 2025 | 2026 | 2027 | 2028 | 2029 | 2030 | 2031 | 2032 | 2033 | 2034 | 2035 | 2036 | 2037 | 2038 | 2039 | 2040 | 2041 | 2042 | 2043 | 2044 | 2045 | 2046 | 2047 | 2048 | 2049 | 2050
| CAISO_ST | MW | 0 | 0 | 0 | 0 | 0 | 4577.22 | 2288.61 | 2288.61 | 2288.61 | 0 | 0 | 0 | 0 | 0 | 0 | 0 | #VALUE! | #VALUE! | #VALUE! | #VALUE! | #VALUE! | #VALUE! | #VALUE! | #VALUE! | #VALUE! | #VALUE! | #VALUE! | #VALUE! | #VALUE! | #VALUE! | #VALUE! | #VALUE! | #VALUE! | #VALUE! | #VALUE! | #VALUE!
| CAISO_CCGT1 | MW | 0 | 0 | 0 | 0 | 0 | 12049.47 | 13333.47 | 13333.47 | 13333.47 | 13333.47 | 0 | 13333.47 | 0 | 0 | 0 | 13333.47 | #VALUE! | #VALUE! | #VALUE! | #VALUE! | #VALUE! | #VALUE! | #VALUE! | #VALUE! | #VALUE! | #VALUE! | #VALUE! | #VALUE! | #VALUE! | #VALUE! | #VALUE! | #VALUE! | #VALUE! | #VALUE! | #VALUE! | #VALUE!
| CAISO_CCGT2 | MW | 0 | 0 | 0 | 0 | 0 | 2927.93 | 2927.93 | 2927.93 | 2927.93 | 2927.93 | 0 | 2927.93 | 0 | 0 | 0 | 2927.93 | #VALUE! | #VALUE! | #VALUE! | #VALUE! | #VALUE! | #VALUE! | #VALUE! | #VALUE! | #VALUE! | #VALUE! | #VALUE! | #VALUE! | #VALUE! | #VALUE! | #VALUE! | #VALUE! | #VALUE! | #VALUE! | #VALUE! | #VALUE!
| CAISO_Peaker1 | MW | 0 | 0 | 0 | 0 | 0 | 4913.93 | 4913.93 | 4913.93 | 4913.93 | 4913.93 | 0 | 4913.93 | 0 | 0 | 0 | 4020.51 | #VALUE! | #VALUE! | #VALUE! | #VALUE! | #VALUE! | #VALUE! | #VALUE! | #VALUE! | #VALUE! | #VALUE! | #VALUE! | #VALUE! | #VALUE! | #VALUE! | #VALUE! | #VALUE! | #VALUE! | #VALUE! | #VALUE! | #VALUE!
| CAISO_Peaker2 | MW | 0 | 0 | 0 | 0 | 0 | 3682.71 | 3682.71 | 3682.71 | 3682.71 | 3682.71 | 0 | 3682.71 | 0 | 0 | 0 | 3682.71 | #VALUE! | #VALUE! | #VALUE! | #VALUE! | #VALUE! | #VALUE! | #VALUE! | #VALUE! | #VALUE! | #VALUE! | #VALUE! | #VALUE! | #VALUE! | #VALUE! | #VALUE! | #VALUE! | #VALUE! | #VALUE! | #VALUE! | #VALUE!
| CAISO_Advanced_CCGT | MW | 0 | 0 | 0 | 0 | 0 | 0 | 0 | 0 | 0 | 0 | 0 | 0 | 0 | 0 | 0 | 0 | #VALUE! | #VALUE! | #VALUE! | #VALUE! | #VALUE! | #VALUE! | #VALUE! | #VALUE! | #VALUE! | #VALUE! | #VALUE! | #VALUE! | #VALUE! | #VALUE! | #VALUE! | #VALUE! | #VALUE! | #VALUE! | #VALUE! | #VALUE!
| CAISO_Aero_CT | MW | 0 | 0 | 0 | 0 | 0 | 0 | 0 | 0 | 0 | 0 | 0 | 0 | 0 | 0 | 0 | 0 | #VALUE! | #VALUE! | #VALUE! | #VALUE! | #VALUE! | #VALUE! | #VALUE! | #VALUE! | #VALUE! | #VALUE! | #VALUE! | #VALUE! | #VALUE! | #VALUE! | #VALUE! | #VALUE! | #VALUE! | #VALUE! | #VALUE! | #VALUE!
| CAISO_Reciprocating_Engine | MW | 0 | 0 | 0 | 0 | 0 | 255.3 | 255.3 | 255.3 | 255.3 | 255.3 | 0 | 255.3 | 0 | 0 | 0 | 255.3 | #VALUE! | #VALUE! | #VALUE! | #VALUE! | #VALUE! | #VALUE! | #VALUE! | #VALUE! | #VALUE! | #VALUE! | #VALUE! | #VALUE! | #VALUE! | #VALUE! | #VALUE! | #VALUE! | #VALUE! | #VALUE! | #VALUE! | #VALUE!
| CAISO_CHP | MW | 0 | 0 | 0 | 0 | 0 | 2296.02 | 2296.02 | 2296.02 | 2296.02 | 2296.02 | 0 | 2296.02 | 0 | 0 | 0 | 2296.02 | #VALUE! | #VALUE! | #VALUE! | #VALUE! | #VALUE! | #VALUE! | #VALUE! | #VALUE! | #VALUE! | #VALUE! | #VALUE! | #VALUE! | #VALUE! | #VALUE! | #VALUE! | #VALUE! | #VALUE! | #VALUE! | #VALUE! | #VALUE!
| CAISO_Coal | MW | 0 | 0 | 0 | 0 | 0 | 480 | 480 | 480 | 480 | 480 | 0 | 0 | 0 | 0 | 0 | 0 | #VALUE! | #VALUE! | #VALUE! | #VALUE! | #VALUE! | #VALUE! | #VALUE! | #VALUE! | #VALUE! | #VALUE! | #VALUE! | #VALUE! | #VALUE! | #VALUE! | #VALUE! | #VALUE! | #VALUE! | #VALUE! | #VALUE! | #VALUE!
| CAISO_Nuclear | MW | 0 | 0 | 0 | 0 | 0 | 2935 | 2935 | 2935 | 2935 | 1785 | 0 | 635 | 0 | 0 | 0 | 635 | #VALUE! | #VALUE! | #VALUE! | #VALUE! | #VALUE! | #VALUE! | #VALUE! | #VALUE! | #VALUE! | #VALUE! | #VALUE! | #VALUE! | #VALUE! | #VALUE! | #VALUE! | #VALUE! | #VALUE! | #VALUE! | #VALUE! | #VALUE!
| Hydro | MW | 0 | 0 | 0 | 0 | 0 | 7070.1 | 7070.1 | 7070.1 | 7070.1 | 7070.1 | 0 | 7070.1 | 0 | 0 | 0 | 7069.51 | #VALUE! | #VALUE! | #VALUE! | #VALUE! | #VALUE! | #VALUE! | #VALUE! | #VALUE! | #VALUE! | #VALUE! | #VALUE! | #VALUE! | #VALUE! | #VALUE! | #VALUE! | #VALUE! | #VALUE! | #VALUE! | #VALUE! | #VALUE!
| Hydro_NW_CAISO | MW | 0 | 0 | 0 | 0 | 0 | 2851.77 | 2851.77 | 2851.77 | 2851.77 | 2851.77 | 0 | 2851.77 | 0 | 0 | 0 | 2851.77 | #VALUE! | #VALUE! | #VALUE! | #VALUE! | #VALUE! | #VALUE! | #VALUE! | #VALUE! | #VALUE! | #VALUE! | #VALUE! | #VALUE! | #VALUE! | #VALUE! | #VALUE! | #VALUE! | #VALUE! | #VALUE! | #VALUE! | #VALUE!
| CAISO_Conventional_DR | MW | 0 | 0 | 0 | 0 | 0 | 0 | 0 | 0 | 0 | 0 | 0 | 0 | 0 | 0 | 0 | 0 | #VALUE! | #VALUE! | #VALUE! | #VALUE! | #VALUE! | #VALUE! | #VALUE! | #VALUE! | #VALUE! | #VALUE! | #VALUE! | #VALUE! | #VALUE! | #VALUE! | #VALUE! | #VALUE! | #VALUE! | #VALUE! | #VALUE! | #VALUE!
| Customer_PV | MW | 0 | 0 | 0 | 0 | 0 | 7269.29 | 7269.29 | 7269.29 | 7269.29 | 7269.29 | 0 | 7269.29 | 0 | 0 | 0 | 7269.29 | #VALUE! | #VALUE! | #VALUE! | #VALUE! | #VALUE! | #VALUE! | #VALUE! | #VALUE! | #VALUE! | #VALUE! | #VALUE! | #VALUE! | #VALUE! | #VALUE! | #VALUE! | #VALUE! | #VALUE! | #VALUE! | #VALUE! | #VALUE!
| Solar | MW | 0 | 0 | 0 | 0 | 0 | 14310.33 | 14765.85 | 14887.45 | 14887.45 | 14887.45 | 0 | 14887.45 | 0 | 0 | 0 | 14887.45 | #VALUE! | #VALUE! | #VALUE! | #VALUE! | #VALUE! | #VALUE! | #VALUE! | #VALUE! | #VALUE! | #VALUE! | #VALUE! | #VALUE! | #VALUE! | #VALUE! | #VALUE! | #VALUE! | #VALUE! | #VALUE! | #VALUE! | #VALUE!
| Geothermal | MW | 0 | 0 | 0 | 0 | 0 | 1851.31 | 1851.31 | 1851.31 | 1851.31 | 1851.31 | 0 | 1851.31 | 0 | 0 | 0 | 1851.31 | #VALUE! | #VALUE! | #VALUE! | #VALUE! | #VALUE! | #VALUE! | #VALUE! | #VALUE! | #VALUE! | #VALUE! | #VALUE! | #VALUE! | #VALUE! | #VALUE! | #VALUE! | #VALUE! | #VALUE! | #VALUE! | #VALUE! | #VALUE!
| Biomass | MW | 0 | 0 | 0 | 0 | 0 | 902.65 | 902.65 | 902.65 | 902.65 | 902.65 | 0 | 902.65 | 0 | 0 | 0 | 900.75 | #VALUE! | #VALUE! | #VALUE! | #VALUE! | #VALUE! | #VALUE! | #VALUE! | #VALUE! | #VALUE! | #VALUE! | #VALUE! | #VALUE! | #VALUE! | #VALUE! | #VALUE! | #VALUE! | #VALUE! | #VALUE! | #VALUE! | #VALUE!
| Small_Hydro | MW | 0 | 0 | 0 | 0 | 0 | 974.03 | 974.03 | 974.03 | 974.03 | 974.03 | 0 | 974.03 | 0 | 0 | 0 | 974.03 | #VALUE! | #VALUE! | #VALUE! | #VALUE! | #VALUE! | #VALUE! | #VALUE! | #VALUE! | #VALUE! | #VALUE! | #VALUE! | #VALUE! | #VALUE! | #VALUE! | #VALUE! | #VALUE! | #VALUE! | #VALUE! | #VALUE! | #VALUE!
| Wind | MW | 0 | 0 | 0 | 0 | 0 | 7356.56 | 7456.31 | 7456.31 | 7456.31 | 7456.31 | 0 | 7456.31 | 0 | 0 | 0 | 7456.31 | #VALUE! | #VALUE! | #VALUE! | #VALUE! | #VALUE! | #VALUE! | #VALUE! | #VALUE! | #VALUE! | #VALUE! | #VALUE! | #VALUE! | #VALUE! | #VALUE! | #VALUE! | #VALUE! | #VALUE! | #VALUE! | #VALUE! | #VALUE!
| Wind OOS New Tx | MW | 0 | 0 | 0 | 0 | 0 | 0 | 0 | 0 | 0 | 0 | 0 | 0 | 0 | 0 | 0 | 0 | #VALUE! | #VALUE! | #VALUE! | #VALUE! | #VALUE! | #VALUE! | #VALUE! | #VALUE! | #VALUE! | #VALUE! | #VALUE! | #VALUE! | #VALUE! | #VALUE! | #VALUE! | #VALUE! | #VALUE! | #VALUE! | #VALUE! | #VALUE!
| Offshore_Wind | MW | 0 | 0 | 0 | 0 | 0 | 0 | 0 | 0 | 0 | 0 | 0 | 0 | 0 | 0 | 0 | 0 | #VALUE! | #VALUE! | #VALUE! | #VALUE! | #VALUE! | #VALUE! | #VALUE! | #VALUE! | #VALUE! | #VALUE! | #VALUE! | #VALUE! | #VALUE! | #VALUE! | #VALUE! | #VALUE! | #VALUE! | #VALUE! | #VALUE! | #VALUE!
| Pumped_Hydro | MW | 0 | 0 | 0 | 0 | 0 | 1599.2 | 1599.2 | 1599.2 | 1599.2 | 1599.2 | 0 | 1599.2 | 0 | 0 | 0 | 1599.2 | #VALUE! | #VALUE! | #VALUE! | #VALUE! | #VALUE! | #VALUE! | #VALUE! | #VALUE! | #VALUE! | #VALUE! | #VALUE! | #VALUE! | #VALUE! | #VALUE! | #VALUE! | #VALUE! | #VALUE! | #VALUE! | #VALUE! | #VALUE!
| Li_Battery | MW | 2015: 0; 2016: 0; 2017: 0; 2018: 0; 2019: 0; 2020: 3001.15; 2021: 4181.08; 2022: 4181.08; 2023: 4638.19; 2024: 8444.07; 2025: 0; 2026: 11600.88; 2027: 0; 2028: 0; 2029: 0; 2030: 16839.07
| BTM_Li_Battery | MW | 0 | 0 | 0 | 0 | 0 | 92.14 | 92.14 | 92.14 | 92.14 | 92.14 | 0 | 92.14 | 0 | 0 | 0 | 92.14 | #VALUE! | #VALUE! | #VALUE! | #VALUE! | #VALUE! | #VALUE! | #VALUE! | #VALUE! | #VALUE! | #VALUE! | #VALUE! | #VALUE! | #VALUE! | #VALUE! | #VALUE! | #VALUE! | #VALUE! | #VALUE! | #VALUE! | #VALUE!
| Flow_Battery | MW | [5 empty] | 0 | 0 | 0 | 0 | 0 | 0 | 0 | 0 | 0 | 0 | 0 | #VALUE! | #VALUE! | #VALUE! | #VALUE! | #VALUE! | #VALUE! | #VALUE! | #VALUE! | #VALUE! | #VALUE! | #VALUE! | #VALUE! | #VALUE! | #VALUE! | #VALUE! | #VALUE! | #VALUE! | #VALUE! | #VALUE! | #VALUE!
| Hydrogen_Electrolysis | MW | 0 | 0 | 0 | 0 | 0 | 0 | 0 | 0 | 0 | 0 | 0 | 0 | 0 | 0 | 0 | 0 | #VALUE! | #VALUE! | #VALUE! | #VALUE! | #VALUE! | #VALUE! | #VALUE! | #VALUE! | #VALUE! | #VALUE! | #VALUE! | #VALUE! | #VALUE! | #VALUE! | #VALUE! | #VALUE! | #VALUE! | #VALUE! | #VALUE! | #VALUE!
| Flexible_Load | MW | 0 | 0 | 0 | 0 | 0 | 0 | 0 | 0 | 0 | 0 | 0 | 0 | 0 | 0 | 0 | 0 | #VALUE! | #VALUE! | #VALUE! | #VALUE! | #VALUE! | #VALUE! | #VALUE! | #VALUE! | #VALUE! | #VALUE! | #VALUE! | #VALUE! | #VALUE! | #VALUE! | #VALUE! | #VALUE! | #VALUE! | #VALUE! | #VALUE! | #VALUE!
CAISO Energy Balance
Note: this rolls up all resources balanced in the CAISO zone, including resources that are contracted to other zones, e.g. BANC.
It does not include resources that are contracted to CAISO but balanced in another zone, except Hydro NW CAISO
| Technology | Unit | 2015 | 2016 | 2017 | 2018 | 2019 | 2020 | 2021 | 2022 | 2023 | 2024 | 2025 | 2026 | 2027 | 2028 | 2029 | 2030 | 2031 | 2032 | 2033 | 2034 | 2035 | 2036 | 2037 | 2038 | 2039 | 2040 | 2041 | 2042 | 2043 | 2044 | 2045 | 2046 | 2047 | 2048 | 2049 | 2050
| CAISO_ST | GWh | 0 | 0 | 0 | 0 | 0 | 0 | 0 | 0 | 0 | 0 | 0 | 0 | 0 | 0 | 0 | 0 | #VALUE! | #VALUE! | #VALUE! | #VALUE! | #VALUE! | #VALUE! | #VALUE! | #VALUE! | #VALUE! | #VALUE! | #VALUE! | #VALUE! | #VALUE! | #VALUE! | #VALUE! | #VALUE! | #VALUE! | #VALUE! | #VALUE! | #VALUE!
| CAISO_CCGT1 | GWh | 0 | 0 | 0 | 0 | 0 | 57399.9388 | 58654.3759 | 52668.9948 | 51009.7503 | 55660.6461 | 0 | 59813.4398 | 0 | 0 | 0 | 48894.433 | #VALUE! | #VALUE! | #VALUE! | #VALUE! | #VALUE! | #VALUE! | #VALUE! | #VALUE! | #VALUE! | #VALUE! | #VALUE! | #VALUE! | #VALUE! | #VALUE! | #VALUE! | #VALUE! | #VALUE! | #VALUE! | #VALUE! | #VALUE!
| CAISO_CCGT2 | GWh | 0 | 0 | 0 | 0 | 0 | 119.817 | 44.1298 | 41.0482 | 56.5174 | 0 | 0 | 0 | 0 | 0 | 0 | 0 | #VALUE! | #VALUE! | #VALUE! | #VALUE! | #VALUE! | #VALUE! | #VALUE! | #VALUE! | #VALUE! | #VALUE! | #VALUE! | #VALUE! | #VALUE! | #VALUE! | #VALUE! | #VALUE! | #VALUE! | #VALUE! | #VALUE! | #VALUE!
| CAISO_Peaker1 | GWh | 0 | 0 | 0 | 0 | 0 | 991.417 | 817.6676 | 946.5902 | 1031.2746 | 480.0293 | 0 | 184.4464 | 0 | 0 | 0 | 22.5975 | #VALUE! | #VALUE! | #VALUE! | #VALUE! | #VALUE! | #VALUE! | #VALUE! | #VALUE! | #VALUE! | #VALUE! | #VALUE! | #VALUE! | #VALUE! | #VALUE! | #VALUE! | #VALUE! | #VALUE! | #VALUE! | #VALUE! | #VALUE!
| CAISO_Peaker2 | GWh | 0 | 0 | 0 | 0 | 0 | 0 | 0 | 0 | 0 | 0 | 0 | 0 | 0 | 0 | 0 | 0 | #VALUE! | #VALUE! | #VALUE! | #VALUE! | #VALUE! | #VALUE! | #VALUE! | #VALUE! | #VALUE! | #VALUE! | #VALUE! | #VALUE! | #VALUE! | #VALUE! | #VALUE! | #VALUE! | #VALUE! | #VALUE! | #VALUE! | #VALUE!
| CAISO_Advanced_CCGT | GWh | 0 | 0 | 0 | 0 | 0 | 0 | 0 | 0 | 0 | 0 | 0 | 0 | 0 | 0 | 0 | 0 | #VALUE! | #VALUE! | #VALUE! | #VALUE! | #VALUE! | #VALUE! | #VALUE! | #VALUE! | #VALUE! | #VALUE! | #VALUE! | #VALUE! | #VALUE! | #VALUE! | #VALUE! | #VALUE! | #VALUE! | #VALUE! | #VALUE! | #VALUE!
| CAISO_Aero_CT | GWh | 0 | 0 | 0 | 0 | 0 | 0 | 0 | 0 | 0 | 0 | 0 | 0 | 0 | 0 | 0 | 0 | #VALUE! | #VALUE! | #VALUE! | #VALUE! | #VALUE! | #VALUE! | #VALUE! | #VALUE! | #VALUE! | #VALUE! | #VALUE! | #VALUE! | #VALUE! | #VALUE! | #VALUE! | #VALUE! | #VALUE! | #VALUE! | #VALUE! | #VALUE!
| CAISO_Reciprocating_Engine | GWh | 0 | 0 | 0 | 0 | 0 | 70.7882 | 56.8353 | 72.8087 | 74.8205 | 35.9378 | 0 | 33.7972 | 0 | 0 | 0 | 35.208 | #VALUE! | #VALUE! | #VALUE! | #VALUE! | #VALUE! | #VALUE! | #VALUE! | #VALUE! | #VALUE! | #VALUE! | #VALUE! | #VALUE! | #VALUE! | #VALUE! | #VALUE! | #VALUE! | #VALUE! | #VALUE! | #VALUE! | #VALUE!
| CAISO_CHP | GWh | 0 | 0 | 0 | 0 | 0 | 10881.0553 | 10881.0553 | 10881.0553 | 10881.0553 | 10881.0553 | 0 | 10881.0553 | 0 | 0 | 0 | 10881.0553 | #VALUE! | #VALUE! | #VALUE! | #VALUE! | #VALUE! | #VALUE! | #VALUE! | #VALUE! | #VALUE! | #VALUE! | #VALUE! | #VALUE! | #VALUE! | #VALUE! | #VALUE! | #VALUE! | #VALUE! | #VALUE! | #VALUE! | #VALUE!
| CAISO_Coal | GWh | 0 | 0 | 0 | 0 | 0 | 1804.2689 | 1337.2133 | 819.6425 | 673.0303 | 695.718 | 0 | 0 | 0 | 0 | 0 | 0 | #VALUE! | #VALUE! | #VALUE! | #VALUE! | #VALUE! | #VALUE! | #VALUE! | #VALUE! | #VALUE! | #VALUE! | #VALUE! | #VALUE! | #VALUE! | #VALUE! | #VALUE! | #VALUE! | #VALUE! | #VALUE! | #VALUE! | #VALUE!
| CAISO_Nuclear | GWh | 0 | 0 | 0 | 0 | 0 | 23611.1228 | 23611.1228 | 23611.1228 | 23611.1228 | 14359.7459 | 0 | 5108.369 | 0 | 0 | 0 | 5108.369 | #VALUE! | #VALUE! | #VALUE! | #VALUE! | #VALUE! | #VALUE! | #VALUE! | #VALUE! | #VALUE! | #VALUE! | #VALUE! | #VALUE! | #VALUE! | #VALUE! | #VALUE! | #VALUE! | #VALUE! | #VALUE! | #VALUE! | #VALUE!
| Hydro | GWh | 0 | 0 | 0 | 0 | 0 | 18669.7892 | 18669.7873 | 18669.7878 | 18669.7896 | 18669.7858 | 0 | 18669.7846 | 0 | 0 | 0 | 18668.2345 | #VALUE! | #VALUE! | #VALUE! | #VALUE! | #VALUE! | #VALUE! | #VALUE! | #VALUE! | #VALUE! | #VALUE! | #VALUE! | #VALUE! | #VALUE! | #VALUE! | #VALUE! | #VALUE! | #VALUE! | #VALUE! | #VALUE! | #VALUE!
| Hydro_NW_CAISO | GWh | 0 | 0 | 0 | 0 | 0 | 10594.9827 | 10739.8712 | 10703.0172 | 10770.3183 | 10830.4082 | 0 | 11423.8973 | 0 | 0 | 0 | 11246.1927 | #VALUE! | #VALUE! | #VALUE! | #VALUE! | #VALUE! | #VALUE! | #VALUE! | #VALUE! | #VALUE! | #VALUE! | #VALUE! | #VALUE! | #VALUE! | #VALUE! | #VALUE! | #VALUE! | #VALUE! | #VALUE! | #VALUE! | #VALUE!
| CAISO_Conventional_DR | GWh | 0 | 0 | 0 | 0 | 0 | 0 | 0 | 0 | 0 | 0 | 0 | 0 | 0 | 0 | 0 | 0 | #VALUE! | #VALUE! | #VALUE! | #VALUE! | #VALUE! | #VALUE! | #VALUE! | #VALUE! | #VALUE! | #VALUE! | #VALUE! | #VALUE! | #VALUE! | #VALUE! | #VALUE! | #VALUE! | #VALUE! | #VALUE! | #VALUE! | #VALUE!
| Customer_PV | GWh | 0 | 0 | 0 | 0 | 0 | 13782.7276 | 13782.7276 | 13782.7276 | 13782.7276 | 13782.7276 | 0 | 13782.7276 | 0 | 0 | 0 | 13782.7276 | #VALUE! | #VALUE! | #VALUE! | #VALUE! | #VALUE! | #VALUE! | #VALUE! | #VALUE! | #VALUE! | #VALUE! | #VALUE! | #VALUE! | #VALUE! | #VALUE! | #VALUE! | #VALUE! | #VALUE! | #VALUE! | #VALUE! | #VALUE!
| Solar | GWh | 0 | 0 | 0 | 0 | 0 | 41060.5547 | 47811.9929 | 53673.299 | 58953.0376 | 66324.5621 | 0 | 83161.3396 | 0 | 0 | 0 | 107010.9539 | #VALUE! | #VALUE! | #VALUE! | #VALUE! | #VALUE! | #VALUE! | #VALUE! | #VALUE! | #VALUE! | #VALUE! | #VALUE! | #VALUE! | #VALUE! | #VALUE! | #VALUE! | #VALUE! | #VALUE! | #VALUE! | #VALUE! | #VALUE!
| Geothermal | GWh | 0 | 0 | 0 | 0 | 0 | 13041.7128 | 13041.7128 | 13041.7128 | 13041.7128 | 13041.7128 | 0 | 13041.7128 | 0 | 0 | 0 | 13041.7128 | #VALUE! | #VALUE! | #VALUE! | #VALUE! | #VALUE! | #VALUE! | #VALUE! | #VALUE! | #VALUE! | #VALUE! | #VALUE! | #VALUE! | #VALUE! | #VALUE! | #VALUE! | #VALUE! | #VALUE! | #VALUE! | #VALUE! | #VALUE!
| Biomass | GWh | 0 | 0 | 0 | 0 | 0 | 6778.05 | 6778.05 | 6778.05 | 6778.05 | 6778.05 | 0 | 6778.05 | 0 | 0 | 0 | 6763.7712 | #VALUE! | #VALUE! | #VALUE! | #VALUE! | #VALUE! | #VALUE! | #VALUE! | #VALUE! | #VALUE! | #VALUE! | #VALUE! | #VALUE! | #VALUE! | #VALUE! | #VALUE! | #VALUE! | #VALUE! | #VALUE! | #VALUE! | #VALUE!
| Small_Hydro | GWh | 0 | 0 | 0 | 0 | 0 | 4326.6516 | 4326.6516 | 4326.6516 | 4326.6516 | 4326.6516 | 0 | 4326.6516 | 0 | 0 | 0 | 4326.6516 | #VALUE! | #VALUE! | #VALUE! | #VALUE! | #VALUE! | #VALUE! | #VALUE! | #VALUE! | #VALUE! | #VALUE! | #VALUE! | #VALUE! | #VALUE! | #VALUE! | #VALUE! | #VALUE! | #VALUE! | #VALUE! | #VALUE! | #VALUE!
| Wind | GWh | 0 | 0 | 0 | 0 | 0 | 18285.1 | 18602.5788 | 24808.2546 | 25232.976 | 27199.2404 | 0 | 27387.0006 | 0 | 0 | 0 | 30234.7343 | #VALUE! | #VALUE! | #VALUE! | #VALUE! | #VALUE! | #VALUE! | #VALUE! | #VALUE! | #VALUE! | #VALUE! | #VALUE! | #VALUE! | #VALUE! | #VALUE! | #VALUE! | #VALUE! | #VALUE! | #VALUE! | #VALUE! | #VALUE!
| Wind OOS New Tx | GWh | 0 | 0 | 0 | 0 | 0 | 0 | 0 | 0 | 0 | 0 | 0 | 0 | 0 | 0 | 0 | 5744.5568 | #VALUE! | #VALUE! | #VALUE! | #VALUE! | #VALUE! | #VALUE! | #VALUE! | #VALUE! | #VALUE! | #VALUE! | #VALUE! | #VALUE! | #VALUE! | #VALUE! | #VALUE! | #VALUE! | #VALUE! | #VALUE! | #VALUE! | #VALUE!
| Offshore_Wind | GWh | 0 | 0 | 0 | 0 | 0 | 0 | 0 | 0 | 0 | 0 | 0 | 0 | 0 | 0 | 0 | 0 | #VALUE! | #VALUE! | #VALUE! | #VALUE! | #VALUE! | #VALUE! | #VALUE! | #VALUE! | #VALUE! | #VALUE! | #VALUE! | #VALUE! | #VALUE! | #VALUE! | #VALUE! | #VALUE! | #VALUE! | #VALUE! | #VALUE! | #VALUE!
| Pumped_Hydro | GWh | 0 | 0 | 0 | 0 | 0 | -197.1796 | -260.4097 | -327.3098 | -386.2865 | -364.967 | 0 | -481.5449 | 0 | 0 | 0 | -950.1493 | #VALUE! | #VALUE! | #VALUE! | #VALUE! | #VALUE! | #VALUE! | #VALUE! | #VALUE! | #VALUE! | #VALUE! | #VALUE! | #VALUE! | #VALUE! | #VALUE! | #VALUE! | #VALUE! | #VALUE! | #VALUE! | #VALUE! | #VALUE!
| Li_Battery | GWh | 0 | 0 | 0 | 0 | 0 | -484.5369 | -763.1806 | -835.1503 | -995.4061 | -1825.6513 | 0 | -2872.9811 | 0 | 0 | 0 | -4409.7395 | #VALUE! | #VALUE! | #VALUE! | #VALUE! | #VALUE! | #VALUE! | #VALUE! | #VALUE! | #VALUE! | #VALUE! | #VALUE! | #VALUE! | #VALUE! | #VALUE! | #VALUE! | #VALUE! | #VALUE! | #VALUE! | #VALUE! | #VALUE!
| BTM_Li_Battery | GWh | 0 | 0 | 0 | 0 | 0 | -12.3602 | -12.6287 | -13.005 | -14.1929 | -12.0048 | 0 | -15.4475 | 0 | 0 | 0 | -17.4215 | #VALUE! | #VALUE! | #VALUE! | #VALUE! | #VALUE! | #VALUE! | #VALUE! | #VALUE! | #VALUE! | #VALUE! | #VALUE! | #VALUE! | #VALUE! | #VALUE! | #VALUE! | #VALUE! | #VALUE! | #VALUE! | #VALUE! | #VALUE!
| Flow_Battery | GWh | 0 | 0 | 0 | 0 | 0 | 0 | 0 | 0 | 0 | 0 | 0 | 0 | 0 | 0 | 0 | 0 | #VALUE! | #VALUE! | #VALUE! | #VALUE! | #VALUE! | #VALUE! | #VALUE! | #VALUE! | #VALUE! | #VALUE! | #VALUE! | #VALUE! | #VALUE! | #VALUE! | #VALUE! | #VALUE! | #VALUE! | #VALUE! | #VALUE! | #VALUE!
| Imports (unspecified) | GWh | 0 | 0 | 0 | 0 | 0 | 27264.2441 | 24657.4574 | 25593.3037 | 27161.899 | 27391.1988 | 0 | 25577.7175 | 0 | 0 | 0 | 21387.0136 | #VALUE! | #VALUE! | #VALUE! | #VALUE! | #VALUE! | #VALUE! | #VALUE! | #VALUE! | #VALUE! | #VALUE! | #VALUE! | #VALUE! | #VALUE! | #VALUE! | #VALUE! | #VALUE! | #VALUE! | #VALUE! | #VALUE! | #VALUE!
| Exports | GWh | 0 | 0 | 0 | 0 | 0 | -944.3749 | -994.0407 | -2102.1874 | -2546.5568 | -2219.4583 | 0 | -3141.7063 | 0 | 0 | 0 | -5273.657 | #VALUE! | #VALUE! | #VALUE! | #VALUE! | #VALUE! | #VALUE! | #VALUE! | #VALUE! | #VALUE! | #VALUE! | #VALUE! | #VALUE! | #VALUE! | #VALUE! | #VALUE! | #VALUE! | #VALUE! | #VALUE! | #VALUE! | #VALUE!
| Total Curtailment | GWh | 0 | 0 | 0 | 0 | 0 | -289.3222 | -393.8881 | -757.4994 | -1198.65 | -708.436 | 0 | -1533.0655 | 0 | 0 | 0 | -5588.0641 | #VALUE! | #VALUE! | #VALUE! | #VALUE! | #VALUE! | #VALUE! | #VALUE! | #VALUE! | #VALUE! | #VALUE! | #VALUE! | #VALUE! | #VALUE! | #VALUE! | #VALUE! | #VALUE! | #VALUE! | #VALUE! | #VALUE! | #VALUE!
| Load (incl. flex EVs and hydrogen load) | GWh | 0 | 0 | 0 | 0 | 0 | 246572.4247 | 251245.2873 | 256395.6336 | 261203.1547 | 265405.6194 | 0 | 272864.2589 | 0 | 0 | 0 | 285082.6719 | #VALUE! | #VALUE! | #VALUE! | #VALUE! | #VALUE! | #VALUE! | #VALUE! | #VALUE! | #VALUE! | #VALUE! | #VALUE! | #VALUE! | #VALUE! | #VALUE! | #VALUE! | #VALUE! | #VALUE! | #VALUE! | #VALUE! | #VALUE!
| Supply-Side Load | GWh | 0 | 0 | 0 | 0 | 0 | 232777.3369 | 237449.931 | 242599.9011 | 247406.2343 | 251610.887 | 0 | 259066.0838 | 0 | 0 | 0 | 271282.5228 | #VALUE! | #VALUE! | #VALUE! | #VALUE! | #VALUE! | #VALUE! | #VALUE! | #VALUE! | #VALUE! | #VALUE! | #VALUE! | #VALUE! | #VALUE! | #VALUE! | #VALUE! | #VALUE! | #VALUE! | #VALUE! | #VALUE! | #VALUE!
| Hydrogen_Electrolysis (part of load) | GWh | 0 | 0 | 0 | 0 | 0 | 0 | 0 | 0 | 0 | 0 | 0 | 0 | 0 | 0 | 0 | 0 | #VALUE! | #VALUE! | #VALUE! | #VALUE! | #VALUE! | #VALUE! | #VALUE! | #VALUE! | #VALUE! | #VALUE! | #VALUE! | #VALUE! | #VALUE! | #VALUE! | #VALUE! | #VALUE! | #VALUE! | #VALUE! | #VALUE! | #VALUE!
| Net Imports | GWh | 0 | 0 | 0 | 0 | 0 | 26319.8692 | 23663.4167 | 23491.1163 | 24615.3422 | 25171.7404 | 0 | 22436.0112 | 0 | 0 | 0 | 16113.3566 | #VALUE! | #VALUE! | #VALUE! | #VALUE! | #VALUE! | #VALUE! | #VALUE! | #VALUE! | #VALUE! | #VALUE! | #VALUE! | #VALUE! | #VALUE! | #VALUE! | #VALUE! | #VALUE! | #VALUE! | #VALUE! | #VALUE! | #VALUE!
| Load Plus Exports | GWh | 0 | 0 | 0 | 0 | 0 | 247516.7996 | 252239.3279 | 258497.821 | 263749.7115 | 267625.0777 | 0 | 276005.9652 | 0 | 0 | 0 | 290356.3289 | #VALUE! | #VALUE! | #VALUE! | #VALUE! | #VALUE! | #VALUE! | #VALUE! | #VALUE! | #VALUE! | #VALUE! | #VALUE! | #VALUE! | #VALUE! | #VALUE! | #VALUE! | #VALUE! | #VALUE! | #VALUE! | #VALUE! | #VALUE!
| Sum of Supply | GWh | 0 | 0 | 0 | 0 | 0 | 247043.7689 | 251782.9699 | 257140.4144 | 262112.2914 | 266035.3881 | 0 | 273658.3093 | 0 | 0 | 0 | 286497.2444 | #VALUE! | #VALUE! | #VALUE! | #VALUE! | #VALUE! | #VALUE! | #VALUE! | #VALUE! | #VALUE! | #VALUE! | #VALUE! | #VALUE! | #VALUE! | #VALUE! | #VALUE! | #VALUE! | #VALUE! | #VALUE! | #VALUE! | #VALUE!
| Sub-Hourly Imbalance | GWh | 0 | 0 | 0 | 0 | 0 | 297.0195 | 314.3653 | 331.7127 | 349.0559 | 366.3997 | 0 | 401.0887 | 0 | 0 | 0 | 470.4754 | #VALUE! | #VALUE! | #VALUE! | #VALUE! | #VALUE! | #VALUE! | #VALUE! | #VALUE! | #VALUE! | #VALUE! | #VALUE! | #VALUE! | #VALUE! | #VALUE! | #VALUE! | #VALUE! | #VALUE! | #VALUE! | #VALUE! | #VALUE!
| Pipeline Biogas Generation (included in gas generation above) | GWh | 0 | 0 | 0 | 0 | 0 | 0 | 0 | 0 | 0 | 0 | 0 | 0 | 0 | 0 | 0 | 0 | 0 | 0 | 0 | 0 | 0 | 0 | 0 | 0 | 0 | 0 | 0 | 0 | 0 | 0 | 0 | #VALUE! | #VALUE! | #VALUE! | #VALUE! | #VALUE!
Aggregated Energy Balance
| CHP | GWh | 0 | 0 | 0 | 0 | 0 | 10881.0553 | 10881.0553 | 10881.0553 | 10881.0553 | 10881.0553 | 0 | 10881.0553 | 0 | 0 | 0 | 10881.0553 | #VALUE! | #VALUE! | #VALUE! | #VALUE! | #VALUE! | #VALUE! | #VALUE! | #VALUE! | #VALUE! | #VALUE! | #VALUE! | #VALUE! | #VALUE! | #VALUE! | #VALUE! | #VALUE! | #VALUE! | #VALUE! | #VALUE! | #VALUE!
| Nuclear | GWh | 0 | 0 | 0 | 0 | 0 | 23611.1228 | 23611.1228 | 23611.1228 | 23611.1228 | 14359.7459 | 0 | 5108.369 | 0 | 0 | 0 | 5108.369 | #VALUE! | #VALUE! | #VALUE! | #VALUE! | #VALUE! | #VALUE! | #VALUE! | #VALUE! | #VALUE! | #VALUE! | #VALUE! | #VALUE! | #VALUE! | #VALUE! | #VALUE! | #VALUE! | #VALUE! | #VALUE! | #VALUE! | #VALUE!
| Hydro | GWh | 0 | 0 | 0 | 0 | 0 | 18669.7892 | 18669.7873 | 18669.7878 | 18669.7896 | 18669.7858 | 0 | 18669.7846 | 0 | 0 | 0 | 18668.2345 | #VALUE! | #VALUE! | #VALUE! | #VALUE! | #VALUE! | #VALUE! | #VALUE! | #VALUE! | #VALUE! | #VALUE! | #VALUE! | #VALUE! | #VALUE! | #VALUE! | #VALUE! | #VALUE! | #VALUE! | #VALUE! | #VALUE! | #VALUE!
| Hydro_NW_CAISO | GWh | 0 | 0 | 0 | 0 | 0 | 10594.9827 | 10739.8712 | 10703.0172 | 10770.3183 | 10830.4082 | 0 | 11423.8973 | 0 | 0 | 0 | 11246.1927 | #VALUE! | #VALUE! | #VALUE! | #VALUE! | #VALUE! | #VALUE! | #VALUE! | #VALUE! | #VALUE! | #VALUE! | #VALUE! | #VALUE! | #VALUE! | #VALUE! | #VALUE! | #VALUE! | #VALUE! | #VALUE! | #VALUE! | #VALUE!
| Gas | GWh | 0 | 0 | 0 | 0 | 0 | 58581.961 | 59573.0086 | 53729.4419 | 52172.3628 | 56176.6131 | 0 | 60031.6833 | 0 | 0 | 0 | 48952.2385 | #VALUE! | #VALUE! | #VALUE! | #VALUE! | #VALUE! | #VALUE! | #VALUE! | #VALUE! | #VALUE! | #VALUE! | #VALUE! | #VALUE! | #VALUE! | #VALUE! | #VALUE! | #VALUE! | #VALUE! | #VALUE! | #VALUE! | #VALUE!
| Coal | GWh | 0 | 0 | 0 | 0 | 0 | 1804.2689 | 1337.2133 | 819.6425 | 673.0303 | 695.718 | 0 | 0 | 0 | 0 | 0 | 0 | #VALUE! | #VALUE! | #VALUE! | #VALUE! | #VALUE! | #VALUE! | #VALUE! | #VALUE! | #VALUE! | #VALUE! | #VALUE! | #VALUE! | #VALUE! | #VALUE! | #VALUE! | #VALUE! | #VALUE! | #VALUE! | #VALUE! | #VALUE!
| Pipeline Biogas | GWh | 0 | 0 | 0 | 0 | 0 | 0 | 0 | 0 | 0 | 0 | 0 | 0 | 0 | 0 | 0 | 0 | 0 | 0 | 0 | 0 | 0 | 0 | 0 | 0 | 0 | 0 | 0 | 0 | 0 | 0 | 0 | #VALUE! | #VALUE! | #VALUE! | #VALUE! | #VALUE!
| Renewables | GWh | 0 | 0 | 0 | 0 | 0 | 97274.7966 | 104343.7137 | 116410.6956 | 122115.1557 | 131452.9445 | 0 | 148477.4822 | 0 | 0 | 0 | 180905.1082 | #VALUE! | #VALUE! | #VALUE! | #VALUE! | #VALUE! | #VALUE! | #VALUE! | #VALUE! | #VALUE! | #VALUE! | #VALUE! | #VALUE! | #VALUE! | #VALUE! | #VALUE! | #VALUE! | #VALUE! | #VALUE! | #VALUE! | #VALUE!
| Storage Losses | GWh | 0 | 0 | 0 | 0 | 0 | -694.0768 | -1036.219 | -1175.465 | -1395.8855 | -2202.6231 | 0 | -3369.9736 | 0 | 0 | 0 | -5377.3103 | #VALUE! | #VALUE! | #VALUE! | #VALUE! | #VALUE! | #VALUE! | #VALUE! | #VALUE! | #VALUE! | #VALUE! | #VALUE! | #VALUE! | #VALUE! | #VALUE! | #VALUE! | #VALUE! | #VALUE! | #VALUE! | #VALUE! | #VALUE!
| Curtailment | GWh | 0 | 0 | 0 | 0 | 0 | -289.3222 | -393.8881 | -757.4994 | -1198.65 | -708.436 | 0 | -1533.0655 | 0 | 0 | 0 | -5588.0641 | #VALUE! | #VALUE! | #VALUE! | #VALUE! | #VALUE! | #VALUE! | #VALUE! | #VALUE! | #VALUE! | #VALUE! | #VALUE! | #VALUE! | #VALUE! | #VALUE! | #VALUE! | #VALUE! | #VALUE! | #VALUE! | #VALUE! | #VALUE!
| Imports (unspecified) | GWh | 0 | 0 | 0 | 0 | 0 | 27264.2441 | 24657.4574 | 25593.3037 | 27161.899 | 27391.1988 | 0 | 25577.7175 | 0 | 0 | 0 | 21387.0136 | #VALUE! | #VALUE! | #VALUE! | #VALUE! | #VALUE! | #VALUE! | #VALUE! | #VALUE! | #VALUE! | #VALUE! | #VALUE! | #VALUE! | #VALUE! | #VALUE! | #VALUE! | #VALUE! | #VALUE! | #VALUE! | #VALUE! | #VALUE!
| Exports | GWh | 0 | 0 | 0 | 0 | 0 | -944.3749 | -994.0407 | -2102.1874 | -2546.5568 | -2219.4583 | 0 | -3141.7063 | 0 | 0 | 0 | -5273.657 | #VALUE! | #VALUE! | #VALUE! | #VALUE! | #VALUE! | #VALUE! | #VALUE! | #VALUE! | #VALUE! | #VALUE! | #VALUE! | #VALUE! | #VALUE! | #VALUE! | #VALUE! | #VALUE! | #VALUE! | #VALUE! | #VALUE! | #VALUE!
| Load | GWh | 0 | 0 | 0 | 0 | 0 | 246572.4247 | 251245.2873 | 256395.6336 | 261203.1547 | 265405.6194 | 0 | 272864.2589 | 0 | 0 | 0 | 285082.6719 | #VALUE! | #VALUE! | #VALUE! | #VALUE! | #VALUE! | #VALUE! | #VALUE! | #VALUE! | #VALUE! | #VALUE! | #VALUE! | #VALUE! | #VALUE! | #VALUE! | #VALUE! | #VALUE! | #VALUE! | #VALUE! | #VALUE! | #VALUE!
-6.061%
Hourly and Sub-Hourly Generation Breakdown
| Technology | Unit | 2015 | 2016 | 2017 | 2018 | 2019 | 2020 | 2021 | 2022 | 2023 | 2024 | 2025 | 2026 | 2027 | 2028 | 2029 | 2030 | 2031 | 2032 | 2033 | 2034 | 2035 | 2036 | 2037 | 2038 | 2039 | 2040 | 2041 | 2042 | 2043 | 2044 | 2045 | 2046 | 2047 | 2048 | 2049 | 2050
| CAISO_CCGT1 | GWh | 0 | 0 | 0 | 0 | 0 | 57026.991 | 58100.1935 | 52256.2845 | 50660.695 | 55188.2543 | 0 | 59458.9808 | 0 | 0 | 0 | 48743.3429 | #VALUE! | #VALUE! | #VALUE! | #VALUE! | #VALUE! | #VALUE! | #VALUE! | #VALUE! | #VALUE! | #VALUE! | #VALUE! | #VALUE! | #VALUE! | #VALUE! | #VALUE! | #VALUE! | #VALUE! | #VALUE! | #VALUE! | #VALUE!
| CAISO_CCGT2 | GWh | 0 | 0 | 0 | 0 | 0 | 122.2239 | 44.9111 | 42.1503 | 57.5181 | 0 | 0 | 0 | 0 | 0 | 0 | 0 | #VALUE! | #VALUE! | #VALUE! | #VALUE! | #VALUE! | #VALUE! | #VALUE! | #VALUE! | #VALUE! | #VALUE! | #VALUE! | #VALUE! | #VALUE! | #VALUE! | #VALUE! | #VALUE! | #VALUE! | #VALUE! | #VALUE! | #VALUE!
| CAISO_Peaker1 | GWh | 0 | 0 | 0 | 0 | 0 | 882.5833 | 726.7295 | 827.9129 | 913.6455 | 425.2632 | 0 | 167.5451 | 0 | 0 | 0 | 20.7741 | #VALUE! | #VALUE! | #VALUE! | #VALUE! | #VALUE! | #VALUE! | #VALUE! | #VALUE! | #VALUE! | #VALUE! | #VALUE! | #VALUE! | #VALUE! | #VALUE! | #VALUE! | #VALUE! | #VALUE! | #VALUE! | #VALUE! | #VALUE!
| CAISO_Peaker2 | GWh | 0 | 0 | 0 | 0 | 0 | 0 | 0 | 0 | 0 | 0 | 0 | 0 | 0 | 0 | 0 | 0 | #VALUE! | #VALUE! | #VALUE! | #VALUE! | #VALUE! | #VALUE! | #VALUE! | #VALUE! | #VALUE! | #VALUE! | #VALUE! | #VALUE! | #VALUE! | #VALUE! | #VALUE! | #VALUE! | #VALUE! | #VALUE! | #VALUE! | #VALUE!
| CAISO_Advanced_CCGT | GWh | 0 | 0 | 0 | 0 | 0 | 0 | 0 | 0 | 0 | 0 | 0 | 0 | 0 | 0 | 0 | 0 | #VALUE! | #VALUE! | #VALUE! | #VALUE! | #VALUE! | #VALUE! | #VALUE! | #VALUE! | #VALUE! | #VALUE! | #VALUE! | #VALUE! | #VALUE! | #VALUE! | #VALUE! | #VALUE! | #VALUE! | #VALUE! | #VALUE! | #VALUE!
| CAISO_Aero_CT | GWh | 0 | 0 | 0 | 0 | 0 | 0 | 0 | 0 | 0 | 0 | 0 | 0 | 0 | 0 | 0 | 0 | #VALUE! | #VALUE! | #VALUE! | #VALUE! | #VALUE! | #VALUE! | #VALUE! | #VALUE! | #VALUE! | #VALUE! | #VALUE! | #VALUE! | #VALUE! | #VALUE! | #VALUE! | #VALUE! | #VALUE! | #VALUE! | #VALUE! | #VALUE!
| CAISO_Reciprocating_Engine | GWh | 0 | 0 | 0 | 0 | 0 | 39.3738 | 33.2903 | 41.5986 | 42.7235 | 23.2224 | 0 | 22.4544 | 0 | 0 | 0 | 20.4622 | #VALUE! | #VALUE! | #VALUE! | #VALUE! | #VALUE! | #VALUE! | #VALUE! | #VALUE! | #VALUE! | #VALUE! | #VALUE! | #VALUE! | #VALUE! | #VALUE! | #VALUE! | #VALUE! | #VALUE! | #VALUE! | #VALUE! | #VALUE!
| CAISO_ST | GWh | 0 | 0 | 0 | 0 | 0 | 0 | 0 | 0 | 0 | 0 | 0 | 0 | 0 | 0 | 0 | 0 | #VALUE! | #VALUE! | #VALUE! | #VALUE! | #VALUE! | #VALUE! | #VALUE! | #VALUE! | #VALUE! | #VALUE! | #VALUE! | #VALUE! | #VALUE! | #VALUE! | #VALUE! | #VALUE! | #VALUE! | #VALUE! | #VALUE! | #VALUE!
| Li_Battery | GWh | 0 | 0 | 0 | 0 | 0 | 232.2018 | 265.8387 | -29.2995 | -268.6662 | -641.8976 | 0 | -2190.6983 | 0 | 0 | 0 | -4880.4649 | #VALUE! | #VALUE! | #VALUE! | #VALUE! | #VALUE! | #VALUE! | #VALUE! | #VALUE! | #VALUE! | #VALUE! | #VALUE! | #VALUE! | #VALUE! | #VALUE! | #VALUE! | #VALUE! | #VALUE! | #VALUE! | #VALUE! | #VALUE!
| BTM_Li_Battery | GWh | 0 | 0 | 0 | 0 | 0 | -12.3602 | -12.6287 | -13.005 | -14.1929 | -12.0048 | 0 | -15.4475 | 0 | 0 | 0 | -17.4215 | #VALUE! | #VALUE! | #VALUE! | #VALUE! | #VALUE! | #VALUE! | #VALUE! | #VALUE! | #VALUE! | #VALUE! | #VALUE! | #VALUE! | #VALUE! | #VALUE! | #VALUE! | #VALUE! | #VALUE! | #VALUE! | #VALUE! | #VALUE!
| Flow_Battery | GWh | 0 | 0 | 0 | 0 | 0 | 0 | 0 | 0 | 0 | 0 | 0 | 0 | 0 | 0 | 0 | 0 | #VALUE! | #VALUE! | #VALUE! | #VALUE! | #VALUE! | #VALUE! | #VALUE! | #VALUE! | #VALUE! | #VALUE! | #VALUE! | #VALUE! | #VALUE! | #VALUE! | #VALUE! | #VALUE! | #VALUE! | #VALUE! | #VALUE! | #VALUE!
| Pumped_Hydro | GWh | 0 | 0 | 0 | 0 | 0 | -117.281 | -253.4029 | -354.1553 | -437.6015 | -456.8753 | 0 | -603.612 | 0 | 0 | 0 | -1299.0905 | #VALUE! | #VALUE! | #VALUE! | #VALUE! | #VALUE! | #VALUE! | #VALUE! | #VALUE! | #VALUE! | #VALUE! | #VALUE! | #VALUE! | #VALUE! | #VALUE! | #VALUE! | #VALUE! | #VALUE! | #VALUE! | #VALUE! | #VALUE!
| Hydro | GWh | 0 | 0 | 0 | 0 | 0 | 17912.5968 | 17763.9543 | 17707.4806 | 17583.0048 | 17488.0367 | 0 | 17698.2232 | 0 | 0 | 0 | 18240.9444 | #VALUE! | #VALUE! | #VALUE! | #VALUE! | #VALUE! | #VALUE! | #VALUE! | #VALUE! | #VALUE! | #VALUE! | #VALUE! | #VALUE! | #VALUE! | #VALUE! | #VALUE! | #VALUE! | #VALUE! | #VALUE! | #VALUE! | #VALUE!
| CAISO_CCGT1 | GWh | 0 | 0 | 0 | 0 | 0 | 372.9478 | 554.1823 | 412.7103 | 349.0553 | 472.3918 | 0 | 354.4589 | 0 | 0 | 0 | 151.0901 | #VALUE! | #VALUE! | #VALUE! | #VALUE! | #VALUE! | #VALUE! | #VALUE! | #VALUE! | #VALUE! | #VALUE! | #VALUE! | #VALUE! | #VALUE! | #VALUE! | #VALUE! | #VALUE! | #VALUE! | #VALUE! | #VALUE! | #VALUE!
| CAISO_CCGT2 | GWh | 0 | 0 | 0 | 0 | 0 | -2.4069 | -0.78131 | -1.1021 | -1.0007 | 0 | 0 | 0 | 0 | 0 | 0 | 0 | #VALUE! | #VALUE! | #VALUE! | #VALUE! | #VALUE! | #VALUE! | #VALUE! | #VALUE! | #VALUE! | #VALUE! | #VALUE! | #VALUE! | #VALUE! | #VALUE! | #VALUE! | #VALUE! | #VALUE! | #VALUE! | #VALUE! | #VALUE!
| CAISO_Peaker1 | GWh | 0 | 0 | 0 | 0 | 0 | 108.8337 | 90.9381 | 118.6773 | 117.6291 | 54.7661 | 0 | 16.9013 | 0 | 0 | 0 | 1.8234 | #VALUE! | #VALUE! | #VALUE! | #VALUE! | #VALUE! | #VALUE! | #VALUE! | #VALUE! | #VALUE! | #VALUE! | #VALUE! | #VALUE! | #VALUE! | #VALUE! | #VALUE! | #VALUE! | #VALUE! | #VALUE! | #VALUE! | #VALUE!
| CAISO_Peaker2 | GWh | 0 | 0 | 0 | 0 | 0 | 0 | 0 | 0 | 0 | 0 | 0 | 0 | 0 | 0 | 0 | 0 | #VALUE! | #VALUE! | #VALUE! | #VALUE! | #VALUE! | #VALUE! | #VALUE! | #VALUE! | #VALUE! | #VALUE! | #VALUE! | #VALUE! | #VALUE! | #VALUE! | #VALUE! | #VALUE! | #VALUE! | #VALUE! | #VALUE! | #VALUE!
| CAISO_Advanced_CCGT | GWh | 0 | 0 | 0 | 0 | 0 | 0 | 0 | 0 | 0 | 0 | 0 | 0 | 0 | 0 | 0 | 0 | #VALUE! | #VALUE! | #VALUE! | #VALUE! | #VALUE! | #VALUE! | #VALUE! | #VALUE! | #VALUE! | #VALUE! | #VALUE! | #VALUE! | #VALUE! | #VALUE! | #VALUE! | #VALUE! | #VALUE! | #VALUE! | #VALUE! | #VALUE!
| CAISO_Aero_CT | GWh | 0 | 0 | 0 | 0 | 0 | 0 | 0 | 0 | 0 | 0 | 0 | 0 | 0 | 0 | 0 | 0 | #VALUE! | #VALUE! | #VALUE! | #VALUE! | #VALUE! | #VALUE! | #VALUE! | #VALUE! | #VALUE! | #VALUE! | #VALUE! | #VALUE! | #VALUE! | #VALUE! | #VALUE! | #VALUE! | #VALUE! | #VALUE! | #VALUE! | #VALUE!
| CAISO_Reciprocating_Engine | GWh | 0 | 0 | 0 | 0 | 0 | 31.4144 | 23.545 | 31.2101 | 32.0969 | 12.7154 | 0 | 11.3428 | 0 | 0 | 0 | 14.7458 | #VALUE! | #VALUE! | #VALUE! | #VALUE! | #VALUE! | #VALUE! | #VALUE! | #VALUE! | #VALUE! | #VALUE! | #VALUE! | #VALUE! | #VALUE! | #VALUE! | #VALUE! | #VALUE! | #VALUE! | #VALUE! | #VALUE! | #VALUE!
| CAISO_ST | GWh | 0 | 0 | 0 | 0 | 0 | 0 | 0 | 0 | 0 | 0 | 0 | 0 | 0 | 0 | 0 | 0 | #VALUE! | #VALUE! | #VALUE! | #VALUE! | #VALUE! | #VALUE! | #VALUE! | #VALUE! | #VALUE! | #VALUE! | #VALUE! | #VALUE! | #VALUE! | #VALUE! | #VALUE! | #VALUE! | #VALUE! | #VALUE! | #VALUE! | #VALUE!
| Li_Battery | GWh | 0 | 0 | 0 | 0 | 0 | -716.7388 | -1029.0193 | -805.8508 | -726.74 | -1183.7537 | 0 | -682.2828 | 0 | 0 | 0 | 470.7255 | #VALUE! | #VALUE! | #VALUE! | #VALUE! | #VALUE! | #VALUE! | #VALUE! | #VALUE! | #VALUE! | #VALUE! | #VALUE! | #VALUE! | #VALUE! | #VALUE! | #VALUE! | #VALUE! | #VALUE! | #VALUE! | #VALUE! | #VALUE!
| BTM_Li_Battery | GWh | 0 | 0 | 0 | 0 | 0 | 0 | 0 | 0 | 0 | 0 | 0 | 0 | 0 | 0 | 0 | 0 | #VALUE! | #VALUE! | #VALUE! | #VALUE! | #VALUE! | #VALUE! | #VALUE! | #VALUE! | #VALUE! | #VALUE! | #VALUE! | #VALUE! | #VALUE! | #VALUE! | #VALUE! | #VALUE! | #VALUE! | #VALUE! | #VALUE! | #VALUE!
| Flow_Battery | GWh | 0 | 0 | 0 | 0 | 0 | 0 | 0 | 0 | 0 | 0 | 0 | 0 | 0 | 0 | 0 | 0 | #VALUE! | #VALUE! | #VALUE! | #VALUE! | #VALUE! | #VALUE! | #VALUE! | #VALUE! | #VALUE! | #VALUE! | #VALUE! | #VALUE! | #VALUE! | #VALUE! | #VALUE! | #VALUE! | #VALUE! | #VALUE! | #VALUE! | #VALUE!
| Pumped_Hydro | GWh | 0 | 0 | 0 | 0 | 0 | -79.8986 | -7.0068 | 26.8454 | 51.315 | 91.9083 | 0 | 122.067 | 0 | 0 | 0 | 348.9411 | #VALUE! | #VALUE! | #VALUE! | #VALUE! | #VALUE! | #VALUE! | #VALUE! | #VALUE! | #VALUE! | #VALUE! | #VALUE! | #VALUE! | #VALUE! | #VALUE! | #VALUE! | #VALUE! | #VALUE! | #VALUE! | #VALUE! | #VALUE!
| Hydro | GWh | 0 | 0 | 0 | 0 | 0 | 757.1924 | 905.833 | 962.3072 | 1086.7848 | 1181.749 | 0 | 971.5614 | 0 | 0 | 0 | 427.2901 | #VALUE! | #VALUE! | #VALUE! | #VALUE! | #VALUE! | #VALUE! | #VALUE! | #VALUE! | #VALUE! | #VALUE! | #VALUE! | #VALUE! | #VALUE! | #VALUE! | #VALUE! | #VALUE! | #VALUE! | #VALUE! | #VALUE! | #VALUE!
| Subhourly Renewable Curtailment | GWh | 0 | 0 | 0 | 0 | 0 | -174.3245 | -223.3257 | -413.0848 | -560.0846 | -263.3771 | 0 | -392.9599 | 0 | 0 | 0 | -944.1405 | #VALUE! | #VALUE! | #VALUE! | #VALUE! | #VALUE! | #VALUE! | #VALUE! | #VALUE! | #VALUE! | #VALUE! | #VALUE! | #VALUE! | #VALUE! | #VALUE! | #VALUE! | #VALUE! | #VALUE! | #VALUE! | #VALUE! | #VALUE!
Wind and Solar Generation and Curtailment
| Technology | Unit | 2015 | 2016 | 2017 | 2018 | 2019 | 2020 | 2021 | 2022 | 2023 | 2024 | 2025 | 2026 | 2027 | 2028 | 2029 | 2030 | 2031 | 2032 | 2033 | 2034 | 2035 | 2036 | 2037 | 2038 | 2039 | 2040 | 2041 | 2042 | 2043 | 2044 | 2045 | 2046 | 2047 | 2048 | 2049 | 2050
| Solar - Utility Scale Generation Potential (pre-curtailment) | GWh | 0 | 0 | 0 | 0 | 0 | 41227.464 | 48056.1494 | 54130.1833 | 59728.4947 | 66764.399 | 0 | 84320.3302 | 0 | 0 | 0 | 111254.7899 | #VALUE! | #VALUE! | #VALUE! | #VALUE! | #VALUE! | #VALUE! | #VALUE! | #VALUE! | #VALUE! | #VALUE! | #VALUE! | #VALUE! | #VALUE! | #VALUE! | #VALUE! | #VALUE! | #VALUE! | #VALUE! | #VALUE! | #VALUE!
| Solar - Utility Scale Hourly Curtailment | GWh | 0 | 0 | 0 | 0 | 0 | -46.3935 | -83.5155 | -174.6957 | -383.6652 | -253.2318 | 0 | -863.3617 | 0 | 0 | 0 | -3536.8677 | #VALUE! | #VALUE! | #VALUE! | #VALUE! | #VALUE! | #VALUE! | #VALUE! | #VALUE! | #VALUE! | #VALUE! | #VALUE! | #VALUE! | #VALUE! | #VALUE! | #VALUE! | #VALUE! | #VALUE! | #VALUE! | #VALUE! | #VALUE!
| Solar - Utility Scale Sub-Hourly Curtailment | GWh | 0 | 0 | 0 | 0 | 0 | -120.5158 | -160.6409 | -282.1886 | -391.7918 | -186.6051 | 0 | -295.6289 | 0 | 0 | 0 | -706.9683 | 0 | 0 | 0 | 0 | 0 | 0 | 0 | 0 | 0 | 0 | 0 | 0 | 0 | 0 | 0 | 0 | 0 | 0 | 0 | 0
| Solar - Utility Scale Generation (post-curtailment) | GWh | 0 | 0 | 0 | 0 | 0 | 41060.5547 | 47811.9929 | 53673.299 | 58953.0376 | 66324.5621 | 0 | 83161.3396 | 0 | 0 | 0 | 107010.9539 | #VALUE! | #VALUE! | #VALUE! | #VALUE! | #VALUE! | #VALUE! | #VALUE! | #VALUE! | #VALUE! | #VALUE! | #VALUE! | #VALUE! | #VALUE! | #VALUE! | #VALUE! | #VALUE! | #VALUE! | #VALUE! | #VALUE! | #VALUE!
| Wind Generation Potential (pre-curtailment) | GWh | 0 | 0 | 0 | 0 | 0 | 18407.5129 | 18752.3104 | 25108.8697 | 25656.169 | 27467.8395 | 0 | 27761.0755 | 0 | 0 | 0 | 37323.5192 | #VALUE! | #VALUE! | #VALUE! | #VALUE! | #VALUE! | #VALUE! | #VALUE! | #VALUE! | #VALUE! | #VALUE! | #VALUE! | #VALUE! | #VALUE! | #VALUE! | #VALUE! | #VALUE! | #VALUE! | #VALUE! | #VALUE! | #VALUE!
| Wind Hourly Curtailment | GWh | 0 | 0 | 0 | 0 | 0 | -68.6042 | -87.0469 | -169.7189 | -254.9001 | -191.827 | 0 | -276.744 | 0 | 0 | 0 | -1107.0559 | #VALUE! | #VALUE! | #VALUE! | #VALUE! | #VALUE! | #VALUE! | #VALUE! | #VALUE! | #VALUE! | #VALUE! | #VALUE! | #VALUE! | #VALUE! | #VALUE! | #VALUE! | #VALUE! | #VALUE! | #VALUE! | #VALUE! | #VALUE!
| Wind Sub-Hourly Curtailment | GWh | 0 | 0 | 0 | 0 | 0 | -53.8087 | -62.6848 | -130.8962 | -168.2928 | -76.772 | 0 | -97.3309 | 0 | 0 | 0 | -237.1722 | 0 | 0 | 0 | 0 | 0 | 0 | 0 | 0 | 0 | 0 | 0 | 0 | 0 | 0 | 0 | 0 | 0 | 0 | 0 | 0
| Wind Generation (post-curtailment) | GWh | 0 | 0 | 0 | 0 | 0 | 18285.1 | 18602.5788 | 24808.2546 | 25232.976 | 27199.2404 | 0 | 27387.0006 | 0 | 0 | 0 | 35979.2911 | #VALUE! | #VALUE! | #VALUE! | #VALUE! | #VALUE! | #VALUE! | #VALUE! | #VALUE! | #VALUE! | #VALUE! | #VALUE! | #VALUE! | #VALUE! | #VALUE! | #VALUE! | #VALUE! | #VALUE! | #VALUE! | #VALUE! | #VALUE!
| Offshore Wind Generation Potential (pre-curtailment) | GWh | 0 | 0 | 0 | 0 | 0 | 0 | 0 | 0 | 0 | 0 | 0 | 0 | 0 | 0 | 0 | 0 | #VALUE! | #VALUE! | #VALUE! | #VALUE! | #VALUE! | #VALUE! | #VALUE! | #VALUE! | #VALUE! | #VALUE! | #VALUE! | #VALUE! | #VALUE! | #VALUE! | #VALUE! | #VALUE! | #VALUE! | #VALUE! | #VALUE! | #VALUE!
| Offshore Wind Hourly Curtailment | GWh | 0 | 0 | 0 | 0 | 0 | 0 | 0 | 0 | 0 | 0 | 0 | 0 | 0 | 0 | 0 | 0 | #VALUE! | #VALUE! | #VALUE! | #VALUE! | #VALUE! | #VALUE! | #VALUE! | #VALUE! | #VALUE! | #VALUE! | #VALUE! | #VALUE! | #VALUE! | #VALUE! | #VALUE! | #VALUE! | #VALUE! | #VALUE! | #VALUE! | #VALUE!
| Offshore Wind Sub-Hourly Curtailment | GWh | 0 | 0 | 0 | 0 | 0 | 0 | 0 | 0 | 0 | 0 | 0 | 0 | 0 | 0 | 0 | 0 | 0 | 0 | 0 | 0 | 0 | 0 | 0 | 0 | 0 | 0 | 0 | 0 | 0 | 0 | 0 | 0 | 0 | 0 | 0 | 0
| Offshore Wind Generation (post-curtailment) | GWh | 0 | 0 | 0 | 0 | 0 | 0 | 0 | 0 | 0 | 0 | 0 | 0 | 0 | 0 | 0 | 0 | #VALUE! | #VALUE! | #VALUE! | #VALUE! | #VALUE! | #VALUE! | #VALUE! | #VALUE! | #VALUE! | #VALUE! | #VALUE! | #VALUE! | #VALUE! | #VALUE! | #VALUE! | #VALUE! | #VALUE! | #VALUE! | #VALUE! | #VALUE!
| Hourly Curtailment Total | GWh | 0 | 0 | 0 | 0 | 0 | -114.9977 | -170.5624 | -344.4146 | -638.5653 | -445.0588 | 0 | -1140.1057 | 0 | 0 | 0 | -4643.9236 | #VALUE! | #VALUE! | #VALUE! | #VALUE! | #VALUE! | #VALUE! | #VALUE! | #VALUE! | #VALUE! | #VALUE! | #VALUE! | #VALUE! | #VALUE! | #VALUE! | #VALUE! | #VALUE! | #VALUE! | #VALUE! | #VALUE! | #VALUE!
| Total Curtailment (Hourly + Subhourly) | GWh | 0 | 0 | 0 | 0 | 0 | -289.3222 | -393.8881 | -757.4994 | -1198.65 | -708.436 | 0 | -1533.0655 | 0 | 0 | 0 | -5588.0641 | #VALUE! | #VALUE! | #VALUE! | #VALUE! | #VALUE! | #VALUE! | #VALUE! | #VALUE! | #VALUE! | #VALUE! | #VALUE! | #VALUE! | #VALUE! | #VALUE! | #VALUE! | #VALUE! | #VALUE! | #VALUE! | #VALUE! | #VALUE!
| Total Post-Curtailment Generation | GWh | 0 | 0 | 0 | 0 | 0 | 59345.6547 | 66414.5717 | 78481.5536 | 84186.0137 | 93523.8025 | 0 | 110548.3402 | 0 | 0 | 0 | 142990.245 | #VALUE! | #VALUE! | #VALUE! | #VALUE! | #VALUE! | #VALUE! | #VALUE! | #VALUE! | #VALUE! | #VALUE! | #VALUE! | #VALUE! | #VALUE! | #VALUE! | #VALUE! | #VALUE! | #VALUE! | #VALUE! | #VALUE! | #VALUE!
Storage Hourly and Subhourly Energy Balance
| Technology | Unit | 2015 | 2016 | 2017 | 2018 | 2019 | 2020 | 2021 | 2022 | 2023 | 2024 | 2025 | 2026 | 2027 | 2028 | 2029 | 2030 | 2031 | 2032 | 2033 | 2034 | 2035 | 2036 | 2037 | 2038 | 2039 | 2040 | 2041 | 2042 | 2043 | 2044 | 2045 | 2046 | 2047 | 2048 | 2049 | 2050
| Pumped_Hydro | net hourly GWh | 0 | 0 | 0 | 0 | 0 | -117.281 | -253.4029 | -354.1553 | -437.6015 | -456.8753 | 0 | -603.612 | 0 | 0 | 0 | -1299.0905 | #VALUE! | #VALUE! | #VALUE! | #VALUE! | #VALUE! | #VALUE! | #VALUE! | #VALUE! | #VALUE! | #VALUE! | #VALUE! | #VALUE! | #VALUE! | #VALUE! | #VALUE! | #VALUE! | #VALUE! | #VALUE! | #VALUE! | #VALUE!
| Li_Battery | net hourly GWh | 0 | 0 | 0 | 0 | 0 | 232.2018 | 265.8387 | -29.2995 | -268.6662 | -641.8976 | 0 | -2190.6983 | 0 | 0 | 0 | -4880.4649 | #VALUE! | #VALUE! | #VALUE! | #VALUE! | #VALUE! | #VALUE! | #VALUE! | #VALUE! | #VALUE! | #VALUE! | #VALUE! | #VALUE! | #VALUE! | #VALUE! | #VALUE! | #VALUE! | #VALUE! | #VALUE! | #VALUE! | #VALUE!
| BTM_Li_Battery | net hourly GWh | 0 | 0 | 0 | 0 | 0 | -12.3602 | -12.6287 | -13.005 | -14.1929 | -12.0048 | 0 | -15.4475 | 0 | 0 | 0 | -17.4215 | #VALUE! | #VALUE! | #VALUE! | #VALUE! | #VALUE! | #VALUE! | #VALUE! | #VALUE! | #VALUE! | #VALUE! | #VALUE! | #VALUE! | #VALUE! | #VALUE! | #VALUE! | #VALUE! | #VALUE! | #VALUE! | #VALUE! | #VALUE!
| Flow_Battery | net hourly GWh | 0 | 0 | 0 | 0 | 0 | 0 | 0 | 0 | 0 | 0 | 0 | 0 | 0 | 0 | 0 | 0 | #VALUE! | #VALUE! | #VALUE! | #VALUE! | #VALUE! | #VALUE! | #VALUE! | #VALUE! | #VALUE! | #VALUE! | #VALUE! | #VALUE! | #VALUE! | #VALUE! | #VALUE! | #VALUE! | #VALUE! | #VALUE! | #VALUE! | #VALUE!
| Pumped_Hydro | discharging hourly GWh | 0 | 0 | 0 | 0 | 0 | 621.8598 | 894.9576 | 1062.8386 | 1223.3775 | 1239.5352 | 0 | 1737.3011 | 0 | 0 | 0 | 3540.391 | #VALUE! | #VALUE! | #VALUE! | #VALUE! | #VALUE! | #VALUE! | #VALUE! | #VALUE! | #VALUE! | #VALUE! | #VALUE! | #VALUE! | #VALUE! | #VALUE! | #VALUE! | #VALUE! | #VALUE! | #VALUE! | #VALUE! | #VALUE!
| Li_Battery | discharging hourly GWh | 0 | 0 | 0 | 0 | 0 | 1911.0568 | 3279.5881 | 3544.1937 | 4243.9466 | 8602.5796 | 0 | 13607.948 | 0 | 0 | 0 | 20525.2991 | #VALUE! | #VALUE! | #VALUE! | #VALUE! | #VALUE! | #VALUE! | #VALUE! | #VALUE! | #VALUE! | #VALUE! | #VALUE! | #VALUE! | #VALUE! | #VALUE! | #VALUE! | #VALUE! | #VALUE! | #VALUE! | #VALUE! | #VALUE!
| BTM_Li_Battery | discharging hourly GWh | 0 | 0 | 0 | 0 | 0 | 70.0379 | 71.5589 | 73.6902 | 80.4219 | 68.0238 | 0 | 87.5314 | 0 | 0 | 0 | 98.7154 | #VALUE! | #VALUE! | #VALUE! | #VALUE! | #VALUE! | #VALUE! | #VALUE! | #VALUE! | #VALUE! | #VALUE! | #VALUE! | #VALUE! | #VALUE! | #VALUE! | #VALUE! | #VALUE! | #VALUE! | #VALUE! | #VALUE! | #VALUE!
| Flow_Battery | discharging hourly GWh | 0 | 0 | 0 | 0 | 0 | 0 | 0 | 0 | 0 | 0 | 0 | 0 | 0 | 0 | 0 | 0 | #VALUE! | #VALUE! | #VALUE! | #VALUE! | #VALUE! | #VALUE! | #VALUE! | #VALUE! | #VALUE! | #VALUE! | #VALUE! | #VALUE! | #VALUE! | #VALUE! | #VALUE! | #VALUE! | #VALUE! | #VALUE! | #VALUE! | #VALUE!
| Pumped_Hydro | charging hourly GWh | 0 | 0 | 0 | 0 | 0 | 739.1408 | 1148.3605 | 1416.9939 | 1660.979 | 1696.4105 | 0 | 2340.9131 | 0 | 0 | 0 | 4839.4815 | #VALUE! | #VALUE! | #VALUE! | #VALUE! | #VALUE! | #VALUE! | #VALUE! | #VALUE! | #VALUE! | #VALUE! | #VALUE! | #VALUE! | #VALUE! | #VALUE! | #VALUE! | #VALUE! | #VALUE! | #VALUE! | #VALUE! | #VALUE!
| Li_Battery | charging hourly GWh | 0 | 0 | 0 | 0 | 0 | 1678.855 | 3013.7493 | 3573.4932 | 4512.6127 | 9244.4772 | 0 | 15798.6463 | 0 | 0 | 0 | 25405.764 | #VALUE! | #VALUE! | #VALUE! | #VALUE! | #VALUE! | #VALUE! | #VALUE! | #VALUE! | #VALUE! | #VALUE! | #VALUE! | #VALUE! | #VALUE! | #VALUE! | #VALUE! | #VALUE! | #VALUE! | #VALUE! | #VALUE! | #VALUE!
| BTM_Li_Battery | charging hourly GWh | 0 | 0 | 0 | 0 | 0 | 82.3981 | 84.1876 | 86.6952 | 94.6148 | 80.0286 | 0 | 102.9789 | 0 | 0 | 0 | 116.1369 | #VALUE! | #VALUE! | #VALUE! | #VALUE! | #VALUE! | #VALUE! | #VALUE! | #VALUE! | #VALUE! | #VALUE! | #VALUE! | #VALUE! | #VALUE! | #VALUE! | #VALUE! | #VALUE! | #VALUE! | #VALUE! | #VALUE! | #VALUE!
| Flow_Battery | charging hourly GWh | 0 | 0 | 0 | 0 | 0 | 0 | 0 | 0 | 0 | 0 | 0 | 0 | 0 | 0 | 0 | 0 | #VALUE! | #VALUE! | #VALUE! | #VALUE! | #VALUE! | #VALUE! | #VALUE! | #VALUE! | #VALUE! | #VALUE! | #VALUE! | #VALUE! | #VALUE! | #VALUE! | #VALUE! | #VALUE! | #VALUE! | #VALUE! | #VALUE! | #VALUE!
| Pumped_Hydro | net subhourly GWh | 0 | 0 | 0 | 0 | 0 | -79.8986 | -7.0068 | 26.8454 | 51.315 | 91.9083 | 0 | 122.067 | 0 | 0 | 0 | 348.9411 | #VALUE! | #VALUE! | #VALUE! | #VALUE! | #VALUE! | #VALUE! | #VALUE! | #VALUE! | #VALUE! | #VALUE! | #VALUE! | #VALUE! | #VALUE! | #VALUE! | #VALUE! | #VALUE! | #VALUE! | #VALUE! | #VALUE! | #VALUE!
| Li_Battery | net subhourly GWh | 0 | 0 | 0 | 0 | 0 | -716.7388 | -1029.0193 | -805.8508 | -726.74 | -1183.7537 | 0 | -682.2828 | 0 | 0 | 0 | 470.7255 | #VALUE! | #VALUE! | #VALUE! | #VALUE! | #VALUE! | #VALUE! | #VALUE! | #VALUE! | #VALUE! | #VALUE! | #VALUE! | #VALUE! | #VALUE! | #VALUE! | #VALUE! | #VALUE! | #VALUE! | #VALUE! | #VALUE! | #VALUE!
| BTM_Li_Battery | net subhourly GWh | 0 | 0 | 0 | 0 | 0 | 0 | 0 | 0 | 0 | 0 | 0 | 0 | 0 | 0 | 0 | 0 | #VALUE! | #VALUE! | #VALUE! | #VALUE! | #VALUE! | #VALUE! | #VALUE! | #VALUE! | #VALUE! | #VALUE! | #VALUE! | #VALUE! | #VALUE! | #VALUE! | #VALUE! | #VALUE! | #VALUE! | #VALUE! | #VALUE! | #VALUE!
| Flow_Battery | net subhourly GWh | 0 | 0 | 0 | 0 | 0 | 0 | 0 | 0 | 0 | 0 | 0 | 0 | 0 | 0 | 0 | 0 | #VALUE! | #VALUE! | #VALUE! | #VALUE! | #VALUE! | #VALUE! | #VALUE! | #VALUE! | #VALUE! | #VALUE! | #VALUE! | #VALUE! | #VALUE! | #VALUE! | #VALUE! | #VALUE! | #VALUE! | #VALUE! | #VALUE! | #VALUE!
| Pumped_Hydro | total GWh | 0 | 0 | 0 | 0 | 0 | -197.1796 | -260.4097 | -327.3098 | -386.2865 | -364.967 | 0 | -481.5449 | 0 | 0 | 0 | -950.1493 | #VALUE! | #VALUE! | #VALUE! | #VALUE! | #VALUE! | #VALUE! | #VALUE! | #VALUE! | #VALUE! | #VALUE! | #VALUE! | #VALUE! | #VALUE! | #VALUE! | #VALUE! | #VALUE! | #VALUE! | #VALUE! | #VALUE! | #VALUE!
| Li_Battery | total GWh | 0 | 0 | 0 | 0 | 0 | -484.5369 | -763.1806 | -835.1503 | -995.4061 | -1825.6513 | 0 | -2872.9811 | 0 | 0 | 0 | -4409.7395 | #VALUE! | #VALUE! | #VALUE! | #VALUE! | #VALUE! | #VALUE! | #VALUE! | #VALUE! | #VALUE! | #VALUE! | #VALUE! | #VALUE! | #VALUE! | #VALUE! | #VALUE! | #VALUE! | #VALUE! | #VALUE! | #VALUE! | #VALUE!
| BTM_Li_Battery | total GWh | 0 | 0 | 0 | 0 | 0 | -12.3602 | -12.6287 | -13.005 | -14.1929 | -12.0048 | 0 | -15.4475 | 0 | 0 | 0 | -17.4215 |  |  |  |  | #VALUE! | #VALUE! | #VALUE! | #VALUE! | #VALUE! | #VALUE! | #VALUE! | #VALUE! | #VALUE! | #VALUE! | #VALUE! | #VALUE! | #VALUE! | #VALUE! | #VALUE! | #VALUE!
| Flow_Battery | total GWh | 0 | 0 | 0 | 0 | 0 | 0 | 0 | 0 | 0 | 0 | 0 | 0 | 0 | 0 | 0 | 0 | #VALUE! | #VALUE! | #VALUE! | #VALUE! | #VALUE! | #VALUE! | #VALUE! | #VALUE! | #VALUE! | #VALUE! | #VALUE! | #VALUE! | #VALUE! | #VALUE! | #VALUE! | #VALUE! | #VALUE! | #VALUE! | #VALUE! | #VALUE!
| Storage Losses Total | total GWh | 0 | 0 | 0 | 0 | 0 | -694.0768 | -1036.219 | -1175.465 | -1395.8855 | -2202.6231 | 0 | -3369.9736 | 0 | 0 | 0 | -5377.3103 | #VALUE! | #VALUE! | #VALUE! | #VALUE! | #VALUE! | #VALUE! | #VALUE! | #VALUE! | #VALUE! | #VALUE! | #VALUE! | #VALUE! | #VALUE! | #VALUE! | #VALUE! | #VALUE! | #VALUE! | #VALUE! | #VALUE! | #VALUE!
Capacity Not Retained
| Technology | Unit | 2015 | 2016 | 2017 | 2018 | 2019 | 2020 | 2021 | 2022 | 2023 | 2024 | 2025 | 2026 | 2027 | 2028 | 2029 | 2030 | 2031 | 2032 | 2033 | 2034 | 2035 | 2036 | 2037 | 2038 | 2039 | 2040 | 2041 | 2042 | 2043 | 2044 | 2045 | 2046 | 2047 | 2048 | 2049 | 2050
| CAISO_Coal | MW |  | 0 | 0 | 0 | 0 | 0 | 0 | 0 | 0 | 0 | 0 | 0 | 0 | 0 | 0 | 0 | 0 | 0 | 0 | 0 | 0 | 0 | 0 | 0 | 0 | 0 | 0 | 0 | 0 | 0 | 0 | 0 | 0 | 0 | 0 | 0
| CAISO_ST | MW |  | 0 | 0 | 0 | 0 | 0 | 0 | 0 | 0 | 0 | 0 | 0 | 0 | 0 | 0 | 0 | 0 | 0 | 0 | 0 | 0 | 0 | 0 | 0 | 0 | 0 | 0 | 0 | 0 | 0 | 0 | 0 | 0 | 0 | 0 | 0
| CAISO_CCGT1 | MW |  | 0 | 0 | 0 | 0 | 0 | 0 | 0 | 0 | 0 | 0 | 0 | 0 | 0 | 0 | 0 | 0 | 0 | 0 | 0 | 0 | 0 | 0 | 0 | 0 | 0 | 0 | 0 | 0 | 0 | 0 | 0 | 0 | 0 | 0 | 0
| CAISO_CCGT2 | MW |  | 0 | 0 | 0 | 0 | 0 | 0 | 0 | 0 | 0 | 0 | 0 | 0 | 0 | 0 | 0 | 0 | 0 | 0 | 0 | 0 | 0 | 0 | 0 | 0 | 0 | 0 | 0 | 0 | 0 | 0 | 0 | 0 | 0 | 0 | 0
| CAISO_Peaker1 | MW |  | 0 | 0 | 0 | 0 | 0 | 0 | 0 | 0 | 0 | 0 | 0 | 0 | 0 | 0 | 0 | 0 | 0 | 0 | 0 | 0 | 0 | 0 | 0 | 0 | 0 | 0 | 0 | 0 | 0 | 0 | 0 | 0 | 0 | 0 | 0
| CAISO_Peaker2 | MW |  | 0 | 0 | 0 | 0 | 0 | 0 | 0 | 0 | 0 | 0 | 0 | 0 | 0 | 0 | 0 | 0 | 0 | 0 | 0 | 0 | 0 | 0 | 0 | 0 | 0 | 0 | 0 | 0 | 0 | 0 | 0 | 0 | 0 | 0 | 0
| CAISO_Reciprocating_Engine | MW |  | 0 | 0 | 0 | 0 | 0 | 0 | 0 | 0 | 0 | 0 | 0 | 0 | 0 | 0 | 0 | 0 | 0 | 0 | 0 | 0 | 0 | 0 | 0 | 0 | 0 | 0 | 0 | 0 | 0 | 0 | 0 | 0 | 0 | 0 | 0
| Unretained Gas Capacity | MW |  | 0 | 0 | 0 | 0 | 0 | 0 | 0 | 0 | 0 | 0 | 0 | 0 | 0 | 0 | 0 | 0 | 0 | 0 | 0 | 0 | 0 | 0 | 0 | 0 | 0 | 0 | 0 | 0 | 0 | 0 | 0 | 0 | 0 | 0 | 0
| Total Unretained Capacity | MW |  | 0 | 0 | 0 | 0 | 0 | 0 | 0 | 0 | 0 | 0 | 0 | 0 | 0 | 0 | 0 | 0 | 0 | 0 | 0 | 0 | 0 | 0 | 0 | 0 | 0 | 0 | 0 | 0 | 0 | 0 | 0 | 0 | 0 | 0 | 0
Capacity Not Retained - Economic
| CAISO_Coal | MW |  | 0 | 0 | 0 | 0 | 0 | 0 | 0 | 0 | 0 | 0 | 0 | 0 | 0 | 0 | 0 | 0 | 0 | 0 | 0 | 0 | 0 | 0 | 0 | 0 | 0 | 0 | 0 | 0 | 0 | 0 | 0 | 0 | 0 | 0 | 0
| CAISO_ST | MW |  | 0 | 0 | 0 | 0 | 0 | 0 | 0 | 0 | 0 | 0 | 0 | 0 | 0 | 0 | 0 | 0 | 0 | 0 | 0 | 0 | 0 | 0 | 0 | 0 | 0 | 0 | 0 | 0 | 0 | 0 | 0 | 0 | 0 | 0 | 0
| CAISO_CCGT1 | MW |  | 0 | 0 | 0 | 0 | 0 | 0 | 0 | 0 | 0 | 0 | 0 | 0 | 0 | 0 | 0 | 0 | 0 | 0 | 0 | 0 | 0 | 0 | 0 | 0 | 0 | 0 | 0 | 0 | 0 | 0 | 0 | 0 | 0 | 0 | 0
| CAISO_CCGT2 | MW |  | 0 | 0 | 0 | 0 | 0 | 0 | 0 | 0 | 0 | 0 | 0 | 0 | 0 | 0 | 0 | 0 | 0 | 0 | 0 | 0 | 0 | 0 | 0 | 0 | 0 | 0 | 0 | 0 | 0 | 0 | 0 | 0 | 0 | 0 | 0
| CAISO_Peaker1 | MW |  | 0 | 0 | 0 | 0 | 0 | 0 | 0 | 0 | 0 | 0 | 0 | 0 | 0 | 0 | 893.42 | 0 | 0 | 0 | 0 | 0 | 0 | 0 | 0 | 0 | 0 | 0 | 0 | 0 | 0 | 0 | 0 | 0 | 0 | 0 | 0
| CAISO_Peaker2 | MW |  | 0 | 0 | 0 | 0 | 0 | 0 | 0 | 0 | 0 | 0 | 0 | 0 | 0 | 0 | 0 | 0 | 0 | 0 | 0 | 0 | 0 | 0 | 0 | 0 | 0 | 0 | 0 | 0 | 0 | 0 | 0 | 0 | 0 | 0 | 0
| CAISO_Reciprocating_Engine | MW |  | 0 | 0 | 0 | 0 | 0 | 0 | 0 | 0 | 0 | 0 | 0 | 0 | 0 | 0 | 0 | 0 | 0 | 0 | 0 | 0 | 0 | 0 | 0 | 0 | 0 | 0 | 0 | 0 | 0 | 0 | 0 | 0 | 0 | 0 | 0
| Unretained Gas Capacity - Economic | MW |  | 0 | 0 | 0 | 0 | 0 | 0 | 0 | 0 | 0 | 0 | 0 | 0 | 0 | 0 | 893.42 | 0 | 0 | 0 | 0 | 0 | 0 | 0 | 0 | 0 | 0 | 0 | 0 | 0 | 0 | 0 | 0 | 0 | 0 | 0 | 0
| Total Unretained Capacity - Economic | MW |  | 0 | 0 | 0 | 0 | 0 | 0 | 0 | 0 | 0 | 0 | 0 | 0 | 0 | 0 | 893.42 | 0 | 0 | 0 | 0 | 0 | 0 | 0 | 0 | 0 | 0 | 0 | 0 | 0 | 0 | 0 | 0 | 0 | 0 | 0 | 0
Capacity Not Retained - Planned
| CAISO_Coal | MW |  | 0 | 0 | 0 | 0 | 0 | 0 | 0 | 0 | 0 | 0 | 0 | 0 | 0 | 0 | 0 | 0 | 0 | 0 | 0 | 0 | 0 | 0 | 0 | 0 | 0 | 0 | 0 | 0 | 0 | 0 | 0 | 0 | 0 | 0 | 0
| CAISO_ST | MW |  | 0 | 0 | 0 | 0 | 0 | 0 | 0 | 0 | 0 | 0 | 0 | 0 | 0 | 0 | 0 | 0 | 0 | 0 | 0 | 0 | 0 | 0 | 0 | 0 | 0 | 0 | 0 | 0 | 0 | 0 | 0 | 0 | 0 | 0 | 0
| CAISO_CCGT1 | MW |  | 0 | 0 | 0 | 0 | 0 | 0 | 0 | 0 | 0 | 0 | 0 | 0 | 0 | 0 | 0 | 0 | 0 | 0 | 0 | 0 | 0 | 0 | 0 | 0 | 0 | 0 | 0 | 0 | 0 | 0 | 0 | 0 | 0 | 0 | 0
| CAISO_CCGT2 | MW |  | 0 | 0 | 0 | 0 | 0 | 0 | 0 | 0 | 0 | 0 | 0 | 0 | 0 | 0 | 0 | 0 | 0 | 0 | 0 | 0 | 0 | 0 | 0 | 0 | 0 | 0 | 0 | 0 | 0 | 0 | 0 | 0 | 0 | 0 | 0
| CAISO_Peaker1 | MW |  | 0 | 0 | 0 | 0 | 0 | 0 | 0 | 0 | 0 | 0 | 0 | 0 | 0 | 0 | -893.42 | 0 | 0 | 0 | 0 | 0 | 0 | 0 | 0 | 0 | 0 | 0 | 0 | 0 | 0 | 0 | 0 | 0 | 0 | 0 | 0
| CAISO_Peaker2 | MW |  | 0 | 0 | 0 | 0 | 0 | 0 | 0 | 0 | 0 | 0 | 0 | 0 | 0 | 0 | 0 | 0 | 0 | 0 | 0 | 0 | 0 | 0 | 0 | 0 | 0 | 0 | 0 | 0 | 0 | 0 | 0 | 0 | 0 | 0 | 0
| CAISO_Reciprocating_Engine | MW |  | 0 | 0 | 0 | 0 | 0 | 0 | 0 | 0 | 0 | 0 | 0 | 0 | 0 | 0 | 0 | 0 | 0 | 0 | 0 | 0 | 0 | 0 | 0 | 0 | 0 | 0 | 0 | 0 | 0 | 0 | 0 | 0 | 0 | 0 | 0
| Unretained Gas Capacity - Planned | MW |  | 0 | 0 | 0 | 0 | 0 | 0 | 0 | 0 | 0 | 0 | 0 | 0 | 0 | 0 | -893.42 | 0 | 0 | 0 | 0 | 0 | 0 | 0 | 0 | 0 | 0 | 0 | 0 | 0 | 0 | 0 | 0 | 0 | 0 | 0 | 0
| Planned Unretained Capacity - Planned | MW |  | 0 | 0 | 0 | 0 | 0 | 0 | 0 | 0 | 0 | 0 | 0 | 0 | 0 | 0 | -893.42 | 0 | 0 | 0 | 0 | 0 | 0 | 0 | 0 | 0 | 0 | 0 | 0 | 0 | 0 | 0 | 0 | 0 | 0 | 0 | 0
Capacity Not Retained - Plants without planned retirement only, cumulative
| CAISO_Coal | MW |  | 0 | 0 | 0 | 0 | 0 | 0 | 0 | 0 | 0 | 0 | 0 | 0 | 0 | 0 | 0 | 0 | 0 | 0 | 0 | 0 | 0 | 0 | 0 | 0 | 0 | 0 | 0 | 0 | 0 | 0 | 0 | 0 | 0 | 0 | 0
| CAISO_ST | MW |  | 0 | 0 | 0 | 0 | 0 | 0 | 0 | 0 | 0 | 0 | 0 | 0 | 0 | 0 | 0 | 0 | 0 | 0 | 0 | 0 | 0 | 0 | 0 | 0 | 0 | 0 | 0 | 0 | 0 | 0 | 0 | 0 | 0 | 0 | 0
| CAISO_CCGT1 | MW |  | 0 | 0 | 0 | 0 | 0 | 0 | 0 | 0 | 0 | 0 | 0 | 0 | 0 | 0 | 0 | 0 | 0 | 0 | 0 | 0 | 0 | 0 | 0 | 0 | 0 | 0 | 0 | 0 | 0 | 0 | 0 | 0 | 0 | 0 | 0
| CAISO_CCGT2 | MW |  | 0 | 0 | 0 | 0 | 0 | 0 | 0 | 0 | 0 | 0 | 0 | 0 | 0 | 0 | 0 | 0 | 0 | 0 | 0 | 0 | 0 | 0 | 0 | 0 | 0 | 0 | 0 | 0 | 0 | 0 | 0 | 0 | 0 | 0 | 0
| CAISO_Peaker1 | MW |  | 0 | 0 | 0 | 0 | 0 | 0 | 0 | 0 | 0 | 0 | 0 | 0 | 0 | 0 | 893.42 | 0 | 0 | 0 | 0 | 0 | 0 | 0 | 0 | 0 | 0 | 0 | 0 | 0 | 0 | 0 | 0 | 0 | 0 | 0 | 0
| CAISO_Peaker2 | MW |  | 0 | 0 | 0 | 0 | 0 | 0 | 0 | 0 | 0 | 0 | 0 | 0 | 0 | 0 | 0 | 0 | 0 | 0 | 0 | 0 | 0 | 0 | 0 | 0 | 0 | 0 | 0 | 0 | 0 | 0 | 0 | 0 | 0 | 0 | 0
| CAISO_Reciprocating_Engine | MW |  | 0 | 0 | 0 | 0 | 0 | 0 | 0 | 0 | 0 | 0 | 0 | 0 | 0 | 0 | 0 | 0 | 0 | 0 | 0 | 0 | 0 | 0 | 0 | 0 | 0 | 0 | 0 | 0 | 0 | 0 | 0 | 0 | 0 | 0 | 0
| Unretained Gas Capacity - Planned | MW |  | 0 | 0 | 0 | 0 | 0 | 0 | 0 | 0 | 0 | 0 | 0 | 0 | 0 | 0 | 893.42 | 0 | 0 | 0 | 0 | 0 | 0 | 0 | 0 | 0 | 0 | 0 | 0 | 0 | 0 | 0 | 0 | 0 | 0 | 0 | 0
| Planned Unretained Capacity - Planned | MW |  | 0 | 0 | 0 | 0 | 0 | 0 | 0 | 0 | 0 | 0 | 0 | 0 | 0 | 0 | 893.42 | 0 | 0 | 0 | 0 | 0 | 0 | 0 | 0 | 0 | 0 | 0 | 0 | 0 | 0 | 0 | 0 | 0 | 0 | 0 | 0
Thermal Fleet Capacity Factors
| Technology | Unit | 2015 | 2016 | 2017 | 2018 | 2019 | 2020 | 2021 | 2022 | 2023 | 2024 | 2025 | 2026 | 2027 | 2028 | 2029 | 2030 | 2031 | 2032 | 2033 | 2034 | 2035 | 2036 | 2037 | 2038 | 2039 | 2040 | 2041 | 2042 | 2043 | 2044 | 2045 | 2046 | 2047 | 2048 | 2049 | 2050
| CAISO_ST | % | 0% | 0% | 0% | 0% | 0% | 0% | 0% | 0% | 0% | 0% | 0% | 0% | 0% | 0% | 0% | 0% | #VALUE! | #VALUE! | #VALUE! | #VALUE! | #VALUE! | #VALUE! | #VALUE! | #VALUE! | #VALUE! | #VALUE! | #VALUE! | #VALUE! | #VALUE! | #VALUE! | #VALUE! | #VALUE! | #VALUE! | #VALUE! | #VALUE! | #VALUE!
| CAISO_CCGT1 | % | 0% | 0% | 0% | 0% | 0% | 54.38% | 50.22% | 45.09% | 43.67% | 47.65% | 0% | 51.21% | 0% | 0% | 0% | 41.86% | #VALUE! | #VALUE! | #VALUE! | #VALUE! | #VALUE! | #VALUE! | #VALUE! | #VALUE! | #VALUE! | #VALUE! | #VALUE! | #VALUE! | #VALUE! | #VALUE! | #VALUE! | #VALUE! | #VALUE! | #VALUE! | #VALUE! | #VALUE!
| CAISO_CCGT2 | % | 0% | 0% | 0% | 0% | 0% | 0.4671% | 0.1721% | 0.16% | 0.2204% | 0% | 0% | 0% | 0% | 0% | 0% | 0% | #VALUE! | #VALUE! | #VALUE! | #VALUE! | #VALUE! | #VALUE! | #VALUE! | #VALUE! | #VALUE! | #VALUE! | #VALUE! | #VALUE! | #VALUE! | #VALUE! | #VALUE! | #VALUE! | #VALUE! | #VALUE! | #VALUE! | #VALUE!
| CAISO_Peaker1 | % | 0% | 0% | 0% | 0% | 0% | 2.303% | 1.9% | 2.199% | 2.396% | 1.115% | 0% | 0.4285% | 0% | 0% | 0% | 0.06416% | #VALUE! | #VALUE! | #VALUE! | #VALUE! | #VALUE! | #VALUE! | #VALUE! | #VALUE! | #VALUE! | #VALUE! | #VALUE! | #VALUE! | #VALUE! | #VALUE! | #VALUE! | #VALUE! | #VALUE! | #VALUE! | #VALUE! | #VALUE!
| CAISO_Peaker2 | % | 0% | 0% | 0% | 0% | 0% | 0% | 0% | 0% | 0% | 0% | 0% | 0% | 0% | 0% | 0% | 0% | #VALUE! | #VALUE! | #VALUE! | #VALUE! | #VALUE! | #VALUE! | #VALUE! | #VALUE! | #VALUE! | #VALUE! | #VALUE! | #VALUE! | #VALUE! | #VALUE! | #VALUE! | #VALUE! | #VALUE! | #VALUE! | #VALUE! | #VALUE!
| CAISO_Advanced_CCGT | % | 0% | 0% | 0% | 0% | 0% | 0% | 0% | 0% | 0% | 0% | 0% | 0% | 0% | 0% | 0% | 0% | #VALUE! | #VALUE! | #VALUE! | #VALUE! | #VALUE! | #VALUE! | #VALUE! | #VALUE! | #VALUE! | #VALUE! | #VALUE! | #VALUE! | #VALUE! | #VALUE! | #VALUE! | #VALUE! | #VALUE! | #VALUE! | #VALUE! | #VALUE!
| CAISO_Aero_CT | % | 0% | 0% | 0% | 0% | 0% | 0% | 0% | 0% | 0% | 0% | 0% | 0% | 0% | 0% | 0% | 0% | #VALUE! | #VALUE! | #VALUE! | #VALUE! | #VALUE! | #VALUE! | #VALUE! | #VALUE! | #VALUE! | #VALUE! | #VALUE! | #VALUE! | #VALUE! | #VALUE! | #VALUE! | #VALUE! | #VALUE! | #VALUE! | #VALUE! | #VALUE!
| CAISO_Reciprocating_Engine | % | 0% | 0% | 0% | 0% | 0% | 3.165% | 2.541% | 3.256% | 3.346% | 1.607% | 0% | 1.511% | 0% | 0% | 0% | 1.574% | #VALUE! | #VALUE! | #VALUE! | #VALUE! | #VALUE! | #VALUE! | #VALUE! | #VALUE! | #VALUE! | #VALUE! | #VALUE! | #VALUE! | #VALUE! | #VALUE! | #VALUE! | #VALUE! | #VALUE! | #VALUE! | #VALUE! | #VALUE!
| CAISO_CHP | % | 0% | 0% | 0% | 0% | 0% | 54.1% | 54.1% | 54.1% | 54.1% | 54.1% | 0% | 54.1% | 0% | 0% | 0% | 54.1% | #VALUE! | #VALUE! | #VALUE! | #VALUE! | #VALUE! | #VALUE! | #VALUE! | #VALUE! | #VALUE! | #VALUE! | #VALUE! | #VALUE! | #VALUE! | #VALUE! | #VALUE! | #VALUE! | #VALUE! | #VALUE! | #VALUE! | #VALUE!
| CAISO_Coal | % | 0% | 0% | 0% | 0% | 0% | 42.91% | 31.8% | 19.49% | 16.01% | 16.55% | 0% | 0% | 0% | 0% | 0% | 0% | #VALUE! | #VALUE! | #VALUE! | #VALUE! | #VALUE! | #VALUE! | #VALUE! | #VALUE! | #VALUE! | #VALUE! | #VALUE! | #VALUE! | #VALUE! | #VALUE! | #VALUE! | #VALUE! | #VALUE! | #VALUE! | #VALUE! | #VALUE!
Thermal Fleet Number of Starts
| Technology | Unit | 2015 | 2016 | 2017 | 2018 | 2019 | 2020 | 2021 | 2022 | 2023 | 2024 | 2025 | 2026 | 2027 | 2028 | 2029 | 2030 | 2031 | 2032 | 2033 | 2034 | 2035 | 2036 | 2037 | 2038 | 2039 | 2040 | 2041 | 2042 | 2043 | 2044 | 2045 | 2046 | 2047 | 2048 | 2049 | 2050
| CAISO_ST | # starts per unit per day | 0 | 0 | 0 | 0 | 0 | 0 | 0 | 0 | 0 | 0 | 0 | 0 | 0 | 0 | 0 | 0 | 0 | 0 | 0 | 0 | 0 | 0 | 0 | 0 | 0 | 0 | 0 | 0 | 0 | 0 | 0 | 0 | 0 | 0 | 0 | 0
| CAISO_CCGT1 | # starts per unit per day | 0 | 0 | 0 | 0 | 0 | 0 | 0 | 0.082289 | 0.83337 | 0.75824 | 0 | 3.1122 | 0 | 0 | 0 | 67.401 | 0 | 0 | 0 | 0 | 0 | 0 | 0 | 0 | 0 | 0 | 0 | 0 | 0 | 0 | 0 | 0 | 0 | 0 | 0 | 0
| CAISO_CCGT2 | # starts per unit per day | 0 | 0 | 0 | 0 | 0 | 15.7171 | 8.0886 | 7.2275 | 10.3591 | 0 | 0 | 0 | 0 | 0 | 0 | 0 | 0 | 0 | 0 | 0 | 0 | 0 | 0 | 0 | 0 | 0 | 0 | 0 | 0 | 0 | 0 | 0 | 0 | 0 | 0 | 0
| CAISO_Peaker1 | # starts per unit per day | 0 | 0 | 0 | 0 | 0 | 154.891 | 137.6456 | 162.428 | 171.6749 | 86.6521 | 0 | 34.5814 | 0 | 0 | 0 | 5.2733 | 0 | 0 | 0 | 0 | 0 | 0 | 0 | 0 | 0 | 0 | 0 | 0 | 0 | 0 | 0 | 0 | 0 | 0 | 0 | 0
| CAISO_Peaker2 | # starts per unit per day | 0 | 0 | 0 | 0 | 0 | 0 | 0 | 0 | 0 | 0 | 0 | 0 | 0 | 0 | 0 | 0 | 0 | 0 | 0 | 0 | 0 | 0 | 0 | 0 | 0 | 0 | 0 | 0 | 0 | 0 | 0 | 0 | 0 | 0 | 0 | 0
| CAISO_Advanced_CCGT | # starts per unit per day | 0 | 0 | 0 | 0 | 0 | 0 | 0 | 0 | 0 | 0 | 0 | 0 | 0 | 0 | 0 | 0 | 0 | 0 | 0 | 0 | 0 | 0 | 0 | 0 | 0 | 0 | 0 | 0 | 0 | 0 | 0 | 0 | 0 | 0 | 0 | 0
| CAISO_Aero_CT | # starts per unit per day | 0 | 0 | 0 | 0 | 0 | 0 | 0 | 0 | 0 | 0 | 0 | 0 | 0 | 0 | 0 | 0 | 0 | 0 | 0 | 0 | 0 | 0 | 0 | 0 | 0 | 0 | 0 | 0 | 0 | 0 | 0 | 0 | 0 | 0 | 0 | 0
| CAISO_Reciprocating_Engine | # starts per unit per day | 0 | 0 | 0 | 0 | 0 | 331.6102 | 297.4427 | 358.2956 | 359.6459 | 247.9765 | 0 | 217.4225 | 0 | 0 | 0 | 266.7229 | 0 | 0 | 0 | 0 | 0 | 0 | 0 | 0 | 0 | 0 | 0 | 0 | 0 | 0 | 0 | 0 | 0 | 0 | 0 | 0
| CAISO_CHP | # starts per unit per day | 0 | 0 | 0 | 0 | 0 | 0 | 0 | 0 | 0 | 0 | 0 | 0 | 0 | 0 | 0 | 0 | 0 | 0 | 0 | 0 | 0 | 0 | 0 | 0 | 0 | 0 | 0 | 0 | 0 | 0 | 0 | 0 | 0 | 0 | 0 | 0
| CAISO_Coal | # starts per unit per day | 0 | 0 | 0 | 0 | 0 | 0 | 0 | 0 | 0 | 0 | 0 | 0 | 0 | 0 | 0 | 0 | 0 | 0 | 0 | 0 | 0 | 0 | 0 | 0 | 0 | 0 | 0 | 0 | 0 | 0 | 0 | 0 | 0 | 0 | 0 | 0
Note: These are only the starts within the day. Since RESOLVE models each day independently, it does not capture any starts/stops in between days.
Selected Renewables Summary
Total Renewable Resource Summary
| Resource Type | Unit | 2015 | 2016 | 2017 | 2018 | 2019 | 2020 | 2021 | 2022 | 2023 | 2024 | 2025 | 2026 | 2027 | 2028 | 2029 | 2030 | 2031 | 2032 | 2033 | 2034 | 2035 | 2036 | 2037 | 2038 | 2039 | 2040 | 2041 | 2042 | 2043 | 2044 | 2045 | 2046 | 2047 | 2048 | 2049 | 2050
| Biomass | MW | 0 | 0 | 0 | 0 | 0 | 0 | 0 | 0 | 0 | 0 | 0 | 0 | 0 | 0 | 0 | 0 | #VALUE! | #VALUE! | #VALUE! | #VALUE! | #VALUE! | #VALUE! | #VALUE! | #VALUE! | #VALUE! | #VALUE! | #VALUE! | #VALUE! | #VALUE! | #VALUE! | #VALUE! | #VALUE! | #VALUE! | #VALUE! | #VALUE! | #VALUE!
| Geothermal | MW | 0 | 0 | 0 | 0 | 0 | 0 | 0 | 0 | 0 | 0 | 0 | 0 | 0 | 0 | 0 | 0 | #VALUE! | #VALUE! | #VALUE! | #VALUE! | #VALUE! | #VALUE! | #VALUE! | #VALUE! | #VALUE! | #VALUE! | #VALUE! | #VALUE! | #VALUE! | #VALUE! | #VALUE! | #VALUE! | #VALUE! | #VALUE! | #VALUE! | #VALUE!
| Solar | MW | 0 | 0 | 0 | 0 | 0 | 2000 | 4000 | 6000 | 8000 | 10434.96 | 0 | 16818.2 | 0 | 0 | 0 | 26863.19 | #VALUE! | #VALUE! | #VALUE! | #VALUE! | #VALUE! | #VALUE! | #VALUE! | #VALUE! | #VALUE! | #VALUE! | #VALUE! | #VALUE! | #VALUE! | #VALUE! | #VALUE! | #VALUE! | #VALUE! | #VALUE! | #VALUE! | #VALUE!
| Wind | MW | 0 | 0 | 0 | 0 | 0 | 0 | 34 | 2422.2 | 2609.2 | 3209.2 | 0 | 3309.2 | 0 | 0 | 0 | 6174.95 | #VALUE! | #VALUE! | #VALUE! | #VALUE! | #VALUE! | #VALUE! | #VALUE! | #VALUE! | #VALUE! | #VALUE! | #VALUE! | #VALUE! | #VALUE! | #VALUE! | #VALUE! | #VALUE! | #VALUE! | #VALUE! | #VALUE! | #VALUE!
FCDS Renewable Resource Summary
| Resource Type | Unit | 2015 | 2016 | 2017 | 2018 | 2019 | 2020 | 2021 | 2022 | 2023 | 2024 | 2025 | 2026 | 2027 | 2028 | 2029 | 2030 | 2031 | 2032 | 2033 | 2034 | 2035 | 2036 | 2037 | 2038 | 2039 | 2040 | 2041 | 2042 | 2043 | 2044 | 2045 | 2046 | 2047 | 2048 | 2049 | 2050
| Biomass | MW | 0 | 0 | 0 | 0 | 0 | 0 | 0 | 0 | 0 | 0 | 0 | 0 | 0 | 0 | 0 | 0 | #VALUE! | #VALUE! | #VALUE! | #VALUE! | #VALUE! | #VALUE! | #VALUE! | #VALUE! | #VALUE! | #VALUE! | #VALUE! | #VALUE! | #VALUE! | #VALUE! | #VALUE! | #VALUE! | #VALUE! | #VALUE! | #VALUE! | #VALUE!
| Geothermal | MW | 0 | 0 | 0 | 0 | 0 | 0 | 0 | 0 | 0 | 0 | 0 | 0 | 0 | 0 | 0 | 0 | #VALUE! | #VALUE! | #VALUE! | #VALUE! | #VALUE! | #VALUE! | #VALUE! | #VALUE! | #VALUE! | #VALUE! | #VALUE! | #VALUE! | #VALUE! | #VALUE! | #VALUE! | #VALUE! | #VALUE! | #VALUE! | #VALUE! | #VALUE!
| Solar | MW | 0 | 0 | 0 | 0 | 0 | 2000 | 4000 | 6000 | 8000 | 10434.96 | 0 | 10619.2 | 0 | 0 | 0 | 18098.19 | #VALUE! | #VALUE! | #VALUE! | #VALUE! | #VALUE! | #VALUE! | #VALUE! | #VALUE! | #VALUE! | #VALUE! | #VALUE! | #VALUE! | #VALUE! | #VALUE! | #VALUE! | #VALUE! | #VALUE! | #VALUE! | #VALUE! | #VALUE!
| Wind | MW | 0 | 0 | 0 | 0 | 0 | 0 | 0 | 2388.2 | 2575.2 | 3175.2 | 0 | 3275.2 | 0 | 0 | 0 | 4640.95 | #VALUE! | #VALUE! | #VALUE! | #VALUE! | #VALUE! | #VALUE! | #VALUE! | #VALUE! | #VALUE! | #VALUE! | #VALUE! | #VALUE! | #VALUE! | #VALUE! | #VALUE! | #VALUE! | #VALUE! | #VALUE! | #VALUE! | #VALUE!
EO Renewable Resource Summary
| Resource Type | Unit | 2015 | 2016 | 2017 | 2018 | 2019 | 2020 | 2021 | 2022 | 2023 | 2024 | 2025 | 2026 | 2027 | 2028 | 2029 | 2030 | 2031 | 2032 | 2033 | 2034 | 2035 | 2036 | 2037 | 2038 | 2039 | 2040 | 2041 | 2042 | 2043 | 2044 | 2045 | 2046 | 2047 | 2048 | 2049 | 2050
| Biomass | MW | 0 | 0 | 0 | 0 | 0 | 0 | 0 | 0 | 0 | 0 | 0 | 0 | 0 | 0 | 0 | 0 | #VALUE! | #VALUE! | #VALUE! | #VALUE! | #VALUE! | #VALUE! | #VALUE! | #VALUE! | #VALUE! | #VALUE! | #VALUE! | #VALUE! | #VALUE! | #VALUE! | #VALUE! | #VALUE! | #VALUE! | #VALUE! | #VALUE! | #VALUE!
| Geothermal | MW | 0 | 0 | 0 | 0 | 0 | 0 | 0 | 0 | 0 | 0 | 0 | 0 | 0 | 0 | 0 | 0 | #VALUE! | #VALUE! | #VALUE! | #VALUE! | #VALUE! | #VALUE! | #VALUE! | #VALUE! | #VALUE! | #VALUE! | #VALUE! | #VALUE! | #VALUE! | #VALUE! | #VALUE! | #VALUE! | #VALUE! | #VALUE! | #VALUE! | #VALUE!
| Solar | MW | 0 | 0 | 0 | 0 | 0 | 0 | 0 | 0 | 0 | 0 | 0 | 6199 | 0 | 0 | 0 | 8765 | #VALUE! | #VALUE! | #VALUE! | #VALUE! | #VALUE! | #VALUE! | #VALUE! | #VALUE! | #VALUE! | #VALUE! | #VALUE! | #VALUE! | #VALUE! | #VALUE! | #VALUE! | #VALUE! | #VALUE! | #VALUE! | #VALUE! | #VALUE!
| Wind | MW | 0 | 0 | 0 | 0 | 0 | 0 | 34 | 34 | 34 | 34 | 0 | 34 | 0 | 0 | 0 | 1534 | #VALUE! | #VALUE! | #VALUE! | #VALUE! | #VALUE! | #VALUE! | #VALUE! | #VALUE! | #VALUE! | #VALUE! | #VALUE! | #VALUE! | #VALUE! | #VALUE! | #VALUE! | #VALUE! | #VALUE! | #VALUE! | #VALUE! | #VALUE!
Selected Renewables by Location
Renewable Resource Build by Location (MW)
| RESOLVE Resource | Tx Zone | 2015 | 2016 | 2017 | 2018 | 2019 | 2020 | 2021 | 2022 | 2023 | 2024 | 2025 | 2026 | 2027 | 2028 | 2029 | 2030 | 2031 | 2032 | 2033 | 2034 | 2035 | 2036 | 2037 | 2038 | 2039 | 2040 | 2041 | 2042 | 2043 | 2044 | 2045 | 2046 | 2047 | 2048 | 2049 | 2050
| InState_Biomass | None | 0 | 0 | 0 | 0 | 0 | 0 | 0 | 0 | 0 | 0 | 0 | 0 | 0 | 0 | 0 | 0 | #VALUE! | #VALUE! | #VALUE! | #VALUE! | #VALUE! | #VALUE! | #VALUE! | #VALUE! | #VALUE! | #VALUE! | #VALUE! | #VALUE! | #VALUE! | #VALUE! | #VALUE! | #VALUE! | #VALUE! | #VALUE! | #VALUE! | #VALUE!
| Greater_Imperial_Geothermal | SCADSNV-Greater_Imperial | 0 | 0 | 0 | 0 | 0 | 0 | 0 | 0 | 0 | 0 | 0 | 0 | 0 | 0 | 0 | 0 | #VALUE! | #VALUE! | #VALUE! | #VALUE! | #VALUE! | #VALUE! | #VALUE! | #VALUE! | #VALUE! | #VALUE! | #VALUE! | #VALUE! | #VALUE! | #VALUE! | #VALUE! | #VALUE! | #VALUE! | #VALUE! | #VALUE! | #VALUE!
| Inyokern_North_Kramer_Geothermal | Greater_Kramer-Inyokern_North_Kramer | 0 | 0 | 0 | 0 | 0 | 0 | 0 | 0 | 0 | 0 | 0 | 0 | 0 | 0 | 0 | 0 | #VALUE! | #VALUE! | #VALUE! | #VALUE! | #VALUE! | #VALUE! | #VALUE! | #VALUE! | #VALUE! | #VALUE! | #VALUE! | #VALUE! | #VALUE! | #VALUE! | #VALUE! | #VALUE! | #VALUE! | #VALUE! | #VALUE! | #VALUE!
| Northern_California_Ex_Geothermal | Northern_California_Ex | 0 | 0 | 0 | 0 | 0 | 0 | 0 | 0 | 0 | 0 | 0 | 0 | 0 | 0 | 0 | 0 | #VALUE! | #VALUE! | #VALUE! | #VALUE! | #VALUE! | #VALUE! | #VALUE! | #VALUE! | #VALUE! | #VALUE! | #VALUE! | #VALUE! | #VALUE! | #VALUE! | #VALUE! | #VALUE! | #VALUE! | #VALUE! | #VALUE! | #VALUE!
| Pacific_Northwest_Geothermal | N/A | 0 | 0 | 0 | 0 | 0 | 0 | 0 | 0 | 0 | 0 | 0 | 0 | 0 | 0 | 0 | 0 | #VALUE! | #VALUE! | #VALUE! | #VALUE! | #VALUE! | #VALUE! | #VALUE! | #VALUE! | #VALUE! | #VALUE! | #VALUE! | #VALUE! | #VALUE! | #VALUE! | #VALUE! | #VALUE! | #VALUE! | #VALUE! | #VALUE! | #VALUE!
| Riverside_Palm_Springs_Geothermal | Riverside_Palm_Springs-SCADSNV | 0 | 0 | 0 | 0 | 0 | 0 | 0 | 0 | 0 | 0 | 0 | 0 | 0 | 0 | 0 | 0 | #VALUE! | #VALUE! | #VALUE! | #VALUE! | #VALUE! | #VALUE! | #VALUE! | #VALUE! | #VALUE! | #VALUE! | #VALUE! | #VALUE! | #VALUE! | #VALUE! | #VALUE! | #VALUE! | #VALUE! | #VALUE! | #VALUE! | #VALUE!
| Solano_Geothermal | Sacramento_River-Solano | 0 | 0 | 0 | 0 | 0 | 0 | 0 | 0 | 0 | 0 | 0 | 0 | 0 | 0 | 0 | 0 | #VALUE! | #VALUE! | #VALUE! | #VALUE! | #VALUE! | #VALUE! | #VALUE! | #VALUE! | #VALUE! | #VALUE! | #VALUE! | #VALUE! | #VALUE! | #VALUE! | #VALUE! | #VALUE! | #VALUE! | #VALUE! | #VALUE! | #VALUE!
| Southern_Nevada_Geothermal | SCADSNV-Mountain_Pass_El_Dorado | 0 | 0 | 0 | 0 | 0 | 0 | 0 | 0 | 0 | 0 | 0 | 0 | 0 | 0 | 0 | 0 | #VALUE! | #VALUE! | #VALUE! | #VALUE! | #VALUE! | #VALUE! | #VALUE! | #VALUE! | #VALUE! | #VALUE! | #VALUE! | #VALUE! | #VALUE! | #VALUE! | #VALUE! | #VALUE! | #VALUE! | #VALUE! | #VALUE! | #VALUE!
| Carrizo_Solar | Kern_Greater_Carrizo-Carrizo-SPGE | 0 | 0 | 0 | 0 | 0 | 0 | 0 | 0 | 0 | 0 | 0 | 0 | 0 | 0 | 0 | 0 | #VALUE! | #VALUE! | #VALUE! | #VALUE! | #VALUE! | #VALUE! | #VALUE! | #VALUE! | #VALUE! | #VALUE! | #VALUE! | #VALUE! | #VALUE! | #VALUE! | #VALUE! | #VALUE! | #VALUE! | #VALUE! | #VALUE! | #VALUE!
| Carrizo_Wind | Kern_Greater_Carrizo-Carrizo-SPGE | 0 | 0 | 0 | 0 | 0 | 0 | 0 | 0 | 187 | 187 | 0 | 287 | 0 | 0 | 0 | 287 | #VALUE! | #VALUE! | #VALUE! | #VALUE! | #VALUE! | #VALUE! | #VALUE! | #VALUE! | #VALUE! | #VALUE! | #VALUE! | #VALUE! | #VALUE! | #VALUE! | #VALUE! | #VALUE! | #VALUE! | #VALUE! | #VALUE! | #VALUE!
| Central_Valley_North_Los_Banos_Solar | Central_Valley_North_Los_Banos-SPGE | 0 | 0 | 0 | 0 | 0 | 0 | 0 | 0 | 0 | 0 | 0 | 0 | 0 | 0 | 0 | 0 | #VALUE! | #VALUE! | #VALUE! | #VALUE! | #VALUE! | #VALUE! | #VALUE! | #VALUE! | #VALUE! | #VALUE! | #VALUE! | #VALUE! | #VALUE! | #VALUE! | #VALUE! | #VALUE! | #VALUE! | #VALUE! | #VALUE! | #VALUE!
| Central_Valley_North_Los_Banos_Wind | Central_Valley_North_Los_Banos-SPGE | 0 | 0 | 0 | 0 | 0 | 0 | 0 | 173 | 173 | 173 | 0 | 173 | 0 | 0 | 0 | 173 | #VALUE! | #VALUE! | #VALUE! | #VALUE! | #VALUE! | #VALUE! | #VALUE! | #VALUE! | #VALUE! | #VALUE! | #VALUE! | #VALUE! | #VALUE! | #VALUE! | #VALUE! | #VALUE! | #VALUE! | #VALUE! | #VALUE! | #VALUE!
| Distributed_Solar | None | 0 | 0 | 0 | 0 | 0 | 0 | 0 | 0 | 0 | 0 | 0 | 0 | 0 | 0 | 0 | 0 | #VALUE! | #VALUE! | #VALUE! | #VALUE! | #VALUE! | #VALUE! | #VALUE! | #VALUE! | #VALUE! | #VALUE! | #VALUE! | #VALUE! | #VALUE! | #VALUE! | #VALUE! | #VALUE! | #VALUE! | #VALUE! | #VALUE! | #VALUE!
| Distributed_Wind | #N/A | 0 | 0 | 0 | 0 | 0 | 0 | 0 | 0 | 0 | 0 | 0 | 0 | 0 | 0 | 0 | 0 | #VALUE! | #VALUE! | #VALUE! | #VALUE! | #VALUE! | #VALUE! | #VALUE! | #VALUE! | #VALUE! | #VALUE! | #VALUE! | #VALUE! | #VALUE! | #VALUE! | #VALUE! | #VALUE! | #VALUE! | #VALUE! | #VALUE! | #VALUE!
| Greater_Imperial_Solar | SCADSNV-Greater_Imperial | 0 | 0 | 0 | 0 | 0 | 0 | 0 | 0 | 266.49 | 266.49 | 0 | 2166.49 | 0 | 0 | 0 | 2166.49 | #VALUE! | #VALUE! | #VALUE! | #VALUE! | #VALUE! | #VALUE! | #VALUE! | #VALUE! | #VALUE! | #VALUE! | #VALUE! | #VALUE! | #VALUE! | #VALUE! | #VALUE! | #VALUE! | #VALUE! | #VALUE! | #VALUE! | #VALUE!
| Greater_Imperial_Wind | SCADSNV-Greater_Imperial | 0 | 0 | 0 | 0 | 0 | 0 | 0 | 0 | 0 | 0 | 0 | 0 | 0 | 0 | 0 | 0 | #VALUE! | #VALUE! | #VALUE! | #VALUE! | #VALUE! | #VALUE! | #VALUE! | #VALUE! | #VALUE! | #VALUE! | #VALUE! | #VALUE! | #VALUE! | #VALUE! | #VALUE! | #VALUE! | #VALUE! | #VALUE! | #VALUE! | #VALUE!
| Greater_Kramer_Wind | Greater_Kramer | 0 | 0 | 0 | 0 | 0 | 0 | 0 | 0 | 0 | 0 | 0 | 0 | 0 | 0 | 0 | 0 | #VALUE! | #VALUE! | #VALUE! | #VALUE! | #VALUE! | #VALUE! | #VALUE! | #VALUE! | #VALUE! | #VALUE! | #VALUE! | #VALUE! | #VALUE! | #VALUE! | #VALUE! | #VALUE! | #VALUE! | #VALUE! | #VALUE! | #VALUE!
| Humboldt_Wind | Sacramento_River-Humboldt | 0 | 0 | 0 | 0 | 0 | 0 | 34 | 34 | 34 | 34 | 0 | 34 | 0 | 0 | 0 | 34 | #VALUE! | #VALUE! | #VALUE! | #VALUE! | #VALUE! | #VALUE! | #VALUE! | #VALUE! | #VALUE! | #VALUE! | #VALUE! | #VALUE! | #VALUE! | #VALUE! | #VALUE! | #VALUE! | #VALUE! | #VALUE! | #VALUE! | #VALUE!
| Inyokern_North_Kramer_Solar | Greater_Kramer-Inyokern_North_Kramer | 0 | 0 | 0 | 0 | 0 | 0 | 0 | 71.17 | 97 | 97 | 0 | 97 | 0 | 0 | 0 | 97 | #VALUE! | #VALUE! | #VALUE! | #VALUE! | #VALUE! | #VALUE! | #VALUE! | #VALUE! | #VALUE! | #VALUE! | #VALUE! | #VALUE! | #VALUE! | #VALUE! | #VALUE! | #VALUE! | #VALUE! | #VALUE! | #VALUE! | #VALUE!
| Kern_Greater_Carrizo_Solar | Kern_Greater_Carrizo-SPGE | 0 | 0 | 0 | 0 | 0 | 0 | 0 | 0 | 0 | 158.24 | 0 | 858.24 | 0 | 0 | 0 | 5317.8 | #VALUE! | #VALUE! | #VALUE! | #VALUE! | #VALUE! | #VALUE! | #VALUE! | #VALUE! | #VALUE! | #VALUE! | #VALUE! | #VALUE! | #VALUE! | #VALUE! | #VALUE! | #VALUE! | #VALUE! | #VALUE! | #VALUE! | #VALUE!
| Kern_Greater_Carrizo_Wind | Kern_Greater_Carrizo-SPGE | 0 | 0 | 0 | 0 | 0 | 0 | 0 | 60 | 60 | 60 | 0 | 60 | 0 | 0 | 0 | 60 | #VALUE! | #VALUE! | #VALUE! | #VALUE! | #VALUE! | #VALUE! | #VALUE! | #VALUE! | #VALUE! | #VALUE! | #VALUE! | #VALUE! | #VALUE! | #VALUE! | #VALUE! | #VALUE! | #VALUE! | #VALUE! | #VALUE! | #VALUE!
| Kramer_Inyokern_Ex_Solar | Kramer_Inyokern_Ex | 0 | 0 | 0 | 0 | 0 | 0 | 0 | 806.54 | 860.4 | 860.4 | 0 | 860.4 | 0 | 0 | 0 | 860.4 | #VALUE! | #VALUE! | #VALUE! | #VALUE! | #VALUE! | #VALUE! | #VALUE! | #VALUE! | #VALUE! | #VALUE! | #VALUE! | #VALUE! | #VALUE! | #VALUE! | #VALUE! | #VALUE! | #VALUE! | #VALUE! | #VALUE! | #VALUE!
| Kramer_Inyokern_Ex_Wind | Kramer_Inyokern_Ex | 0 | 0 | 0 | 0 | 0 | 0 | 0 | 0 | 0 | 0 | 0 | 0 | 0 | 0 | 0 | 0 | #VALUE! | #VALUE! | #VALUE! | #VALUE! | #VALUE! | #VALUE! | #VALUE! | #VALUE! | #VALUE! | #VALUE! | #VALUE! | #VALUE! | #VALUE! | #VALUE! | #VALUE! | #VALUE! | #VALUE! | #VALUE! | #VALUE! | #VALUE!
| North_Victor_Solar | Greater_Kramer-North_Victor | 0 | 0 | 0 | 0 | 0 | 0 | 0 | 232.29 | 300 | 300 | 0 | 300 | 0 | 0 | 0 | 300 | #VALUE! | #VALUE! | #VALUE! | #VALUE! | #VALUE! | #VALUE! | #VALUE! | #VALUE! | #VALUE! | #VALUE! | #VALUE! | #VALUE! | #VALUE! | #VALUE! | #VALUE! | #VALUE! | #VALUE! | #VALUE! | #VALUE! | #VALUE!
| Northern_California_Ex_Solar | Northern_California_Ex | 0 | 0 | 0 | 0 | 0 | 0 | 0 | 0 | 0 | 0 | 0 | 0 | 0 | 0 | 0 | 0 | #VALUE! | #VALUE! | #VALUE! | #VALUE! | #VALUE! | #VALUE! | #VALUE! | #VALUE! | #VALUE! | #VALUE! | #VALUE! | #VALUE! | #VALUE! | #VALUE! | #VALUE! | #VALUE! | #VALUE! | #VALUE! | #VALUE! | #VALUE!
| Northern_California_Ex_Wind | Northern_California_Ex | 0 | 0 | 0 | 0 | 0 | 0 | 0 | 865.9 | 865.9 | 865.9 | 0 | 865.9 | 0 | 0 | 0 | 865.9 | #VALUE! | #VALUE! | #VALUE! | #VALUE! | #VALUE! | #VALUE! | #VALUE! | #VALUE! | #VALUE! | #VALUE! | #VALUE! | #VALUE! | #VALUE! | #VALUE! | #VALUE! | #VALUE! | #VALUE! | #VALUE! | #VALUE! | #VALUE!
| NW_Ext_Tx_Wind | Sacramento_River | 0 | 0 | 0 | 0 | 0 | 0 | 0 | 30.27 | 30.27 | 30.27 | 0 | 30.27 | 0 | 0 | 0 | 1396.02 | #VALUE! | #VALUE! | #VALUE! | #VALUE! | #VALUE! | #VALUE! | #VALUE! | #VALUE! | #VALUE! | #VALUE! | #VALUE! | #VALUE! | #VALUE! | #VALUE! | #VALUE! | #VALUE! | #VALUE! | #VALUE! | #VALUE! | #VALUE!
| Riverside_Palm_Springs_Solar | Riverside_Palm_Springs-SCADSNV | 0 | 0 | 0 | 0 | 0 | 0 | 0 | 0 | 1125.56 | 1125.56 | 0 | 2175.56 | 0 | 0 | 0 | 2175.56 | #VALUE! | #VALUE! | #VALUE! | #VALUE! | #VALUE! | #VALUE! | #VALUE! | #VALUE! | #VALUE! | #VALUE! | #VALUE! | #VALUE! | #VALUE! | #VALUE! | #VALUE! | #VALUE! | #VALUE! | #VALUE! | #VALUE! | #VALUE!
| Sacramento_River_Solar | Sacramento_River | 0 | 0 | 0 | 0 | 0 | 0 | 0 | 0 | 0 | 0 | 0 | 0 | 0 | 0 | 0 | 1866 | #VALUE! | #VALUE! | #VALUE! | #VALUE! | #VALUE! | #VALUE! | #VALUE! | #VALUE! | #VALUE! | #VALUE! | #VALUE! | #VALUE! | #VALUE! | #VALUE! | #VALUE! | #VALUE! | #VALUE! | #VALUE! | #VALUE! | #VALUE!
| Sacramento_River_Wind | N/A | 0 | 0 | 0 | 0 | 0 | 0 | 0 | 0 | 0 | 0 | 0 | 0 | 0 | 0 | 0 | 0 | #VALUE! | #VALUE! | #VALUE! | #VALUE! | #VALUE! | #VALUE! | #VALUE! | #VALUE! | #VALUE! | #VALUE! | #VALUE! | #VALUE! | #VALUE! | #VALUE! | #VALUE! | #VALUE! | #VALUE! | #VALUE! | #VALUE! | #VALUE!
| SCADSNV_Solar | SCADSNV | 0 | 0 | 0 | 0 | 0 | 0 | 0 | 0 | 0 | 0 | 0 | 2150 | 0 | 0 | 0 | 2150 | #VALUE! | #VALUE! | #VALUE! | #VALUE! | #VALUE! | #VALUE! | #VALUE! | #VALUE! | #VALUE! | #VALUE! | #VALUE! | #VALUE! | #VALUE! | #VALUE! | #VALUE! | #VALUE! | #VALUE! | #VALUE! | #VALUE! | #VALUE!
| SCADSNV_Wind | SCADSNV | 0 | 0 | 0 | 0 | 0 | 0 | 0 | 0 | 0 | 0 | 0 | 0 | 0 | 0 | 0 | 0 | #VALUE! | #VALUE! | #VALUE! | #VALUE! | #VALUE! | #VALUE! | #VALUE! | #VALUE! | #VALUE! | #VALUE! | #VALUE! | #VALUE! | #VALUE! | #VALUE! | #VALUE! | #VALUE! | #VALUE! | #VALUE! | #VALUE! | #VALUE!
| Solano_Solar | Sacramento_River-Solano | 0 | 0 | 0 | 0 | 0 | 0 | 0 | 0 | 0 | 0 | 0 | 57 | 0 | 0 | 0 | 757 | #VALUE! | #VALUE! | #VALUE! | #VALUE! | #VALUE! | #VALUE! | #VALUE! | #VALUE! | #VALUE! | #VALUE! | #VALUE! | #VALUE! | #VALUE! | #VALUE! | #VALUE! | #VALUE! | #VALUE! | #VALUE! | #VALUE! | #VALUE!
| Solano_subzone_Solar | Solano_subzone-Sacramento_River-Solano | 0 | 0 | 0 | 0 | 0 | 0 | 0 | 0 | 0 | 0 | 0 | 0 | 0 | 0 | 0 | 0 | #VALUE! | #VALUE! | #VALUE! | #VALUE! | #VALUE! | #VALUE! | #VALUE! | #VALUE! | #VALUE! | #VALUE! | #VALUE! | #VALUE! | #VALUE! | #VALUE! | #VALUE! | #VALUE! | #VALUE! | #VALUE! | #VALUE! | #VALUE!
| Solano_subzone_Wind | Solano_subzone-Sacramento_River-Solano | 0 | 0 | 0 | 0 | 0 | 0 | 0 | 0 | 0 | 0 | 0 | 0 | 0 | 0 | 0 | 0 | #VALUE! | #VALUE! | #VALUE! | #VALUE! | #VALUE! | #VALUE! | #VALUE! | #VALUE! | #VALUE! | #VALUE! | #VALUE! | #VALUE! | #VALUE! | #VALUE! | #VALUE! | #VALUE! | #VALUE! | #VALUE! | #VALUE! | #VALUE!
| Solano_Wind | Sacramento_River-Solano | 0 | 0 | 0 | 0 | 0 | 0 | 0 | 542 | 542 | 542 | 0 | 542 | 0 | 0 | 0 | 542 | #VALUE! | #VALUE! | #VALUE! | #VALUE! | #VALUE! | #VALUE! | #VALUE! | #VALUE! | #VALUE! | #VALUE! | #VALUE! | #VALUE! | #VALUE! | #VALUE! | #VALUE! | #VALUE! | #VALUE! | #VALUE! | #VALUE! | #VALUE!
| Southern_California_Desert_Ex_Solar | Southern_California_Desert_Ex | 0 | 0 | 0 | 0 | 0 | 0 | 0 | 0 | 460.55 | 862 | 0 | 862 | 0 | 0 | 0 | 862 | #VALUE! | #VALUE! | #VALUE! | #VALUE! | #VALUE! | #VALUE! | #VALUE! | #VALUE! | #VALUE! | #VALUE! | #VALUE! | #VALUE! | #VALUE! | #VALUE! | #VALUE! | #VALUE! | #VALUE! | #VALUE! | #VALUE! | #VALUE!
| Southern_California_Desert_Ex_Wind | Southern_California_Desert_Ex | 0 | 0 | 0 | 0 | 0 | 0 | 0 | 0 | 0 | 0 | 0 | 0 | 0 | 0 | 0 | 0 | #VALUE! | #VALUE! | #VALUE! | #VALUE! | #VALUE! | #VALUE! | #VALUE! | #VALUE! | #VALUE! | #VALUE! | #VALUE! | #VALUE! | #VALUE! | #VALUE! | #VALUE! | #VALUE! | #VALUE! | #VALUE! | #VALUE! | #VALUE!
| Southern_Nevada_Solar | GLW_VEA-SCADSNV | 0 | 0 | 0 | 0 | 0 | 0 | 0 | 0 | 0 | 0 | 0 | 0 | 0 | 0 | 0 | 0 | #VALUE! | #VALUE! | #VALUE! | #VALUE! | #VALUE! | #VALUE! | #VALUE! | #VALUE! | #VALUE! | #VALUE! | #VALUE! | #VALUE! | #VALUE! | #VALUE! | #VALUE! | #VALUE! | #VALUE! | #VALUE! | #VALUE! | #VALUE!
| Southern_Nevada_Wind | GLW_VEA-SCADSNV | 0 | 0 | 0 | 0 | 0 | 0 | 0 | 442.03 | 442.03 | 442.03 | 0 | 442.03 | 0 | 0 | 0 | 442.03 | #VALUE! | #VALUE! | #VALUE! | #VALUE! | #VALUE! | #VALUE! | #VALUE! | #VALUE! | #VALUE! | #VALUE! | #VALUE! | #VALUE! | #VALUE! | #VALUE! | #VALUE! | #VALUE! | #VALUE! | #VALUE! | #VALUE! | #VALUE!
| SW_Ext_Tx_Wind | Riverside_Palm_Springs-SCADSNV | 0 | 0 | 0 | 0 | 0 | 0 | 0 | 0 | 0 | 0 | 0 | 0 | 0 | 0 | 0 | 0 | #VALUE! | #VALUE! | #VALUE! | #VALUE! | #VALUE! | #VALUE! | #VALUE! | #VALUE! | #VALUE! | #VALUE! | #VALUE! | #VALUE! | #VALUE! | #VALUE! | #VALUE! | #VALUE! | #VALUE! | #VALUE! | #VALUE! | #VALUE!
| Tehachapi_Solar | Tehachapi | 0 | 0 | 0 | 0 | 0 | 826.34 | 2826.34 | 3402 | 3402 | 3402 | 0 | 3801 | 0 | 0 | 0 | 3801 | #VALUE! | #VALUE! | #VALUE! | #VALUE! | #VALUE! | #VALUE! | #VALUE! | #VALUE! | #VALUE! | #VALUE! | #VALUE! | #VALUE! | #VALUE! | #VALUE! | #VALUE! | #VALUE! | #VALUE! | #VALUE! | #VALUE! | #VALUE!
| Tehachapi_Ex_Solar | Tehachapi_Ex | 0 | 0 | 0 | 0 | 0 | 1173.66 | 1173.66 | 1488 | 1488 | 1488 | 0 | 1488 | 0 | 0 | 0 | 1488 | #VALUE! | #VALUE! | #VALUE! | #VALUE! | #VALUE! | #VALUE! | #VALUE! | #VALUE! | #VALUE! | #VALUE! | #VALUE! | #VALUE! | #VALUE! | #VALUE! | #VALUE! | #VALUE! | #VALUE! | #VALUE! | #VALUE! | #VALUE!
| Tehachapi_Wind | Tehachapi | 0 | 0 | 0 | 0 | 0 | 0 | 0 | 275 | 275 | 275 | 0 | 275 | 0 | 0 | 0 | 275 | #VALUE! | #VALUE! | #VALUE! | #VALUE! | #VALUE! | #VALUE! | #VALUE! | #VALUE! | #VALUE! | #VALUE! | #VALUE! | #VALUE! | #VALUE! | #VALUE! | #VALUE! | #VALUE! | #VALUE! | #VALUE! | #VALUE! | #VALUE!
| Westlands_Ex_Solar | Westlands_Ex | 0 | 0 | 0 | 0 | 0 | 0 | 0 | 0 | 0 | 1778.57 | 0 | 1778.57 | 0 | 0 | 0 | 4404 | #VALUE! | #VALUE! | #VALUE! | #VALUE! | #VALUE! | #VALUE! | #VALUE! | #VALUE! | #VALUE! | #VALUE! | #VALUE! | #VALUE! | #VALUE! | #VALUE! | #VALUE! | #VALUE! | #VALUE! | #VALUE! | #VALUE! | #VALUE!
| Westlands_Ex_Wind | N/A | 0 | 0 | 0 | 0 | 0 | 0 | 0 | 0 | 0 | 0 | 0 | 0 | 0 | 0 | 0 | 0 | #VALUE! | #VALUE! | #VALUE! | #VALUE! | #VALUE! | #VALUE! | #VALUE! | #VALUE! | #VALUE! | #VALUE! | #VALUE! | #VALUE! | #VALUE! | #VALUE! | #VALUE! | #VALUE! | #VALUE! | #VALUE! | #VALUE! | #VALUE!
| Westlands_Solar | Central_Valley_North_Los_Banos-SPGE | 0 | 0 | 0 | 0 | 0 | 0 | 0 | 0 | 0 | 96.7 | 0 | 223.94 | 0 | 0 | 0 | 617.94 | #VALUE! | #VALUE! | #VALUE! | #VALUE! | #VALUE! | #VALUE! | #VALUE! | #VALUE! | #VALUE! | #VALUE! | #VALUE! | #VALUE! | #VALUE! | #VALUE! | #VALUE! | #VALUE! | #VALUE! | #VALUE! | #VALUE! | #VALUE!
| Cape_Mendocino_Offshore_Wind | N/A | 0 | 0 | 0 | 0 | 0 | 0 | 0 | 0 | 0 | 0 | 0 | 0 | 0 | 0 | 0 | 0 | #VALUE! | #VALUE! | #VALUE! | #VALUE! | #VALUE! | #VALUE! | #VALUE! | #VALUE! | #VALUE! | #VALUE! | #VALUE! | #VALUE! | #VALUE! | #VALUE! | #VALUE! | #VALUE! | #VALUE! | #VALUE! | #VALUE! | #VALUE!
| Del_Norte_Offshore_Wind | N/A | 0 | 0 | 0 | 0 | 0 | 0 | 0 | 0 | 0 | 0 | 0 | 0 | 0 | 0 | 0 | 0 | #VALUE! | #VALUE! | #VALUE! | #VALUE! | #VALUE! | #VALUE! | #VALUE! | #VALUE! | #VALUE! | #VALUE! | #VALUE! | #VALUE! | #VALUE! | #VALUE! | #VALUE! | #VALUE! | #VALUE! | #VALUE! | #VALUE! | #VALUE!
| Diablo_Canyon_Offshore_Wind_Ext_Tx | N/A | 0 | 0 | 0 | 0 | 0 | 0 | 0 | 0 | 0 | 0 | 0 | 0 | 0 | 0 | 0 | 0 | #VALUE! | #VALUE! | #VALUE! | #VALUE! | #VALUE! | #VALUE! | #VALUE! | #VALUE! | #VALUE! | #VALUE! | #VALUE! | #VALUE! | #VALUE! | #VALUE! | #VALUE! | #VALUE! | #VALUE! | #VALUE! | #VALUE! | #VALUE!
| Diablo_Canyon_Offshore_Wind | N/A | 0 | 0 | 0 | 0 | 0 | 0 | 0 | 0 | 0 | 0 | 0 | 0 | 0 | 0 | 0 | 0 | #VALUE! | #VALUE! | #VALUE! | #VALUE! | #VALUE! | #VALUE! | #VALUE! | #VALUE! | #VALUE! | #VALUE! | #VALUE! | #VALUE! | #VALUE! | #VALUE! | #VALUE! | #VALUE! | #VALUE! | #VALUE! | #VALUE! | #VALUE!
| Humboldt_Bay_Offshore_Wind | N/A | 0 | 0 | 0 | 0 | 0 | 0 | 0 | 0 | 0 | 0 | 0 | 0 | 0 | 0 | 0 | 0 | #VALUE! | #VALUE! | #VALUE! | #VALUE! | #VALUE! | #VALUE! | #VALUE! | #VALUE! | #VALUE! | #VALUE! | #VALUE! | #VALUE! | #VALUE! | #VALUE! | #VALUE! | #VALUE! | #VALUE! | #VALUE! | #VALUE! | #VALUE!
| Morro_Bay_Offshore_Wind | N/A | 0 | 0 | 0 | 0 | 0 | 0 | 0 | 0 | 0 | 0 | 0 | 0 | 0 | 0 | 0 | 0 | #VALUE! | #VALUE! | #VALUE! | #VALUE! | #VALUE! | #VALUE! | #VALUE! | #VALUE! | #VALUE! | #VALUE! | #VALUE! | #VALUE! | #VALUE! | #VALUE! | #VALUE! | #VALUE! | #VALUE! | #VALUE! | #VALUE! | #VALUE!
| Utah_Solar | N/A | 0 | 0 | 0 | 0 | 0 | 0 | 0 | 0 | 0 | 0 | 0 | 0 | 0 | 0 | 0 | 0 | #VALUE! | #VALUE! | #VALUE! | #VALUE! | #VALUE! | #VALUE! | #VALUE! | #VALUE! | #VALUE! | #VALUE! | #VALUE! | #VALUE! | #VALUE! | #VALUE! | #VALUE! | #VALUE! | #VALUE! | #VALUE! | #VALUE! | #VALUE!
| Arizona_Solar | N/A | 0 | 0 | 0 | 0 | 0 | 0 | 0 | 0 | 0 | 0 | 0 | 0 | 0 | 0 | 0 | 0 | #VALUE! | #VALUE! | #VALUE! | #VALUE! | #VALUE! | #VALUE! | #VALUE! | #VALUE! | #VALUE! | #VALUE! | #VALUE! | #VALUE! | #VALUE! | #VALUE! | #VALUE! | #VALUE! | #VALUE! | #VALUE! | #VALUE! | #VALUE!
| New_Mexico_Solar | N/A | 0 | 0 | 0 | 0 | 0 | 0 | 0 | 0 | 0 | 0 | 0 | 0 | 0 | 0 | 0 | 0 | #VALUE! | #VALUE! | #VALUE! | #VALUE! | #VALUE! | #VALUE! | #VALUE! | #VALUE! | #VALUE! | #VALUE! | #VALUE! | #VALUE! | #VALUE! | #VALUE! | #VALUE! | #VALUE! | #VALUE! | #VALUE! | #VALUE! | #VALUE!
| Baja_California_Solar | N/A | 0 | 0 | 0 | 0 | 0 | 0 | 0 | 0 | 0 | 0 | 0 | 0 | 0 | 0 | 0 | 0 | #VALUE! | #VALUE! | #VALUE! | #VALUE! | #VALUE! | #VALUE! | #VALUE! | #VALUE! | #VALUE! | #VALUE! | #VALUE! | #VALUE! | #VALUE! | #VALUE! | #VALUE! | #VALUE! | #VALUE! | #VALUE! | #VALUE! | #VALUE!
| Baja_California_Wind | SCADSNV-Greater_Imperial | 0 | 0 | 0 | 0 | 0 | 0 | 0 | 0 | 0 | 600 | 0 | 600 | 0 | 0 | 0 | 600 | #VALUE! | #VALUE! | #VALUE! | #VALUE! | #VALUE! | #VALUE! | #VALUE! | #VALUE! | #VALUE! | #VALUE! | #VALUE! | #VALUE! | #VALUE! | #VALUE! | #VALUE! | #VALUE! | #VALUE! | #VALUE! | #VALUE! | #VALUE!
| Pacific_Northwest_Wind | N/A | 0 | 0 | 0 | 0 | 0 | 0 | 0 | 0 | 0 | 0 | 0 | 0 | 0 | 0 | 0 | 0 | #VALUE! | #VALUE! | #VALUE! | #VALUE! | #VALUE! | #VALUE! | #VALUE! | #VALUE! | #VALUE! | #VALUE! | #VALUE! | #VALUE! | #VALUE! | #VALUE! | #VALUE! | #VALUE! | #VALUE! | #VALUE! | #VALUE! | #VALUE!
| Idaho_Wind | N/A | 0 | 0 | 0 | 0 | 0 | 0 | 0 | 0 | 0 | 0 | 0 | 0 | 0 | 0 | 0 | 0 | #VALUE! | #VALUE! | #VALUE! | #VALUE! | #VALUE! | #VALUE! | #VALUE! | #VALUE! | #VALUE! | #VALUE! | #VALUE! | #VALUE! | #VALUE! | #VALUE! | #VALUE! | #VALUE! | #VALUE! | #VALUE! | #VALUE! | #VALUE!
| Utah_Wind | N/A | 0 | 0 | 0 | 0 | 0 | 0 | 0 | 0 | 0 | 0 | 0 | 0 | 0 | 0 | 0 | 0 | #VALUE! | #VALUE! | #VALUE! | #VALUE! | #VALUE! | #VALUE! | #VALUE! | #VALUE! | #VALUE! | #VALUE! | #VALUE! | #VALUE! | #VALUE! | #VALUE! | #VALUE! | #VALUE! | #VALUE! | #VALUE! | #VALUE! | #VALUE!
| Wyoming_Wind | SCADSNV-Mountain_Pass_El_Dorado | 0 | 0 | 0 | 0 | 0 | 0 | 0 | 0 | 0 | 0 | 0 | 0 | 0 | 0 | 0 | 0 | #VALUE! | #VALUE! | #VALUE! | #VALUE! | #VALUE! | #VALUE! | #VALUE! | #VALUE! | #VALUE! | #VALUE! | #VALUE! | #VALUE! | #VALUE! | #VALUE! | #VALUE! | #VALUE! | #VALUE! | #VALUE! | #VALUE! | #VALUE!
| Arizona_Wind | N/A | 0 | 0 | 0 | 0 | 0 | 0 | 0 | 0 | 0 | 0 | 0 | 0 | 0 | 0 | 0 | 0 | #VALUE! | #VALUE! | #VALUE! | #VALUE! | #VALUE! | #VALUE! | #VALUE! | #VALUE! | #VALUE! | #VALUE! | #VALUE! | #VALUE! | #VALUE! | #VALUE! | #VALUE! | #VALUE! | #VALUE! | #VALUE! | #VALUE! | #VALUE!
| New_Mexico_Wind | Riverside_Palm_Springs-SCADSNV | 0 | 0 | 0 | 0 | 0 | 0 | 0 | 0 | 0 | 0 | 0 | 0 | 0 | 0 | 0 | 1500 | #VALUE! | #VALUE! | #VALUE! | #VALUE! | #VALUE! | #VALUE! | #VALUE! | #VALUE! | #VALUE! | #VALUE! | #VALUE! | #VALUE! | #VALUE! | #VALUE! | #VALUE! | #VALUE! | #VALUE! | #VALUE! | #VALUE! | #VALUE!
| In-State |  | 0 | 0 | 0 | 0 | 0 | 2000 | 4034 | 8422.2 | 10609.2 | 13644.16 | 0 | 20127.4 | 0 | 0 | 0 | 31538.14 | #VALUE! | #VALUE! | #VALUE! | #VALUE! | #VALUE! | #VALUE! | #VALUE! | #VALUE! | #VALUE! | #VALUE! | #VALUE! | #VALUE! | #VALUE! | #VALUE! | #VALUE! | #VALUE! | #VALUE! | #VALUE! | #VALUE! | #VALUE!
| Out-Of-State |  | 0 | 0 | 0 | 0 | 0 | 0 | 0 | 0 | 0 | 0 | 0 | 0 | 0 | 0 | 0 | 1500 | #VALUE! | #VALUE! | #VALUE! | #VALUE! | #VALUE! | #VALUE! | #VALUE! | #VALUE! | #VALUE! | #VALUE! | #VALUE! | #VALUE! | #VALUE! | #VALUE! | #VALUE! | #VALUE! | #VALUE! | #VALUE! | #VALUE! | #VALUE!
Note: Resources with #N/A as transmission zone were not made available to the model for this scenario
Selected Renewables by Location (Fully Deliverable)
FCDS Renewable Resource Summary by Location (MW)
| RESOLVE Resource | Tx Zone | 2015 | 2016 | 2017 | 2018 | 2019 | 2020 | 2021 | 2022 | 2023 | 2024 | 2025 | 2026 | 2027 | 2028 | 2029 | 2030 | 2031 | 2032 | 2033 | 2034 | 2035 | 2036 | 2037 | 2038 | 2039 | 2040 | 2041 | 2042 | 2043 | 2044 | 2045 | 2046 | 2047 | 2048 | 2049 | 2050
| InState_Biomass | None | 0 | 0 | 0 | 0 | 0 | 0 | 0 | 0 | 0 | 0 | 0 | 0 | 0 | 0 | 0 | 0 | #VALUE! | #VALUE! | #VALUE! | #VALUE! | #VALUE! | #VALUE! | #VALUE! | #VALUE! | #VALUE! | #VALUE! | #VALUE! | #VALUE! | #VALUE! | #VALUE! | #VALUE! | #VALUE! | #VALUE! | #VALUE! | #VALUE! | #VALUE!
| Greater_Imperial_Geothermal | SCADSNV-Greater_Imperial | 0 | 0 | 0 | 0 | 0 | 0 | 0 | 0 | 0 | 0 | 0 | 0 | 0 | 0 | 0 | 0 | #VALUE! | #VALUE! | #VALUE! | #VALUE! | #VALUE! | #VALUE! | #VALUE! | #VALUE! | #VALUE! | #VALUE! | #VALUE! | #VALUE! | #VALUE! | #VALUE! | #VALUE! | #VALUE! | #VALUE! | #VALUE! | #VALUE! | #VALUE!
| Inyokern_North_Kramer_Geothermal | Greater_Kramer-Inyokern_North_Kramer | 0 | 0 | 0 | 0 | 0 | 0 | 0 | 0 | 0 | 0 | 0 | 0 | 0 | 0 | 0 | 0 | #VALUE! | #VALUE! | #VALUE! | #VALUE! | #VALUE! | #VALUE! | #VALUE! | #VALUE! | #VALUE! | #VALUE! | #VALUE! | #VALUE! | #VALUE! | #VALUE! | #VALUE! | #VALUE! | #VALUE! | #VALUE! | #VALUE! | #VALUE!
| Northern_California_Ex_Geothermal | Northern_California_Ex | 0 | 0 | 0 | 0 | 0 | 0 | 0 | 0 | 0 | 0 | 0 | 0 | 0 | 0 | 0 | 0 | #VALUE! | #VALUE! | #VALUE! | #VALUE! | #VALUE! | #VALUE! | #VALUE! | #VALUE! | #VALUE! | #VALUE! | #VALUE! | #VALUE! | #VALUE! | #VALUE! | #VALUE! | #VALUE! | #VALUE! | #VALUE! | #VALUE! | #VALUE!
| Pacific_Northwest_Geothermal | N/A | 0 | 0 | 0 | 0 | 0 | 0 | 0 | 0 | 0 | 0 | 0 | 0 | 0 | 0 | 0 | 0 | #VALUE! | #VALUE! | #VALUE! | #VALUE! | #VALUE! | #VALUE! | #VALUE! | #VALUE! | #VALUE! | #VALUE! | #VALUE! | #VALUE! | #VALUE! | #VALUE! | #VALUE! | #VALUE! | #VALUE! | #VALUE! | #VALUE! | #VALUE!
| Riverside_Palm_Springs_Geothermal | Riverside_Palm_Springs-SCADSNV | 0 | 0 | 0 | 0 | 0 | 0 | 0 | 0 | 0 | 0 | 0 | 0 | 0 | 0 | 0 | 0 | #VALUE! | #VALUE! | #VALUE! | #VALUE! | #VALUE! | #VALUE! | #VALUE! | #VALUE! | #VALUE! | #VALUE! | #VALUE! | #VALUE! | #VALUE! | #VALUE! | #VALUE! | #VALUE! | #VALUE! | #VALUE! | #VALUE! | #VALUE!
| Solano_Geothermal | Sacramento_River-Solano | 0 | 0 | 0 | 0 | 0 | 0 | 0 | 0 | 0 | 0 | 0 | 0 | 0 | 0 | 0 | 0 | #VALUE! | #VALUE! | #VALUE! | #VALUE! | #VALUE! | #VALUE! | #VALUE! | #VALUE! | #VALUE! | #VALUE! | #VALUE! | #VALUE! | #VALUE! | #VALUE! | #VALUE! | #VALUE! | #VALUE! | #VALUE! | #VALUE! | #VALUE!
| Southern_Nevada_Geothermal | SCADSNV-Mountain_Pass_El_Dorado | 0 | 0 | 0 | 0 | 0 | 0 | 0 | 0 | 0 | 0 | 0 | 0 | 0 | 0 | 0 | 0 | #VALUE! | #VALUE! | #VALUE! | #VALUE! | #VALUE! | #VALUE! | #VALUE! | #VALUE! | #VALUE! | #VALUE! | #VALUE! | #VALUE! | #VALUE! | #VALUE! | #VALUE! | #VALUE! | #VALUE! | #VALUE! | #VALUE! | #VALUE!
| Carrizo_Solar | Kern_Greater_Carrizo-Carrizo-SPGE | 0 | 0 | 0 | 0 | 0 | 0 | 0 | 0 | 0 | 0 | 0 | 0 | 0 | 0 | 0 | 0 | #VALUE! | #VALUE! | #VALUE! | #VALUE! | #VALUE! | #VALUE! | #VALUE! | #VALUE! | #VALUE! | #VALUE! | #VALUE! | #VALUE! | #VALUE! | #VALUE! | #VALUE! | #VALUE! | #VALUE! | #VALUE! | #VALUE! | #VALUE!
| Carrizo_Wind | Kern_Greater_Carrizo-Carrizo-SPGE | 0 | 0 | 0 | 0 | 0 | 0 | 0 | 0 | 187 | 187 | 0 | 287 | 0 | 0 | 0 | 287 | #VALUE! | #VALUE! | #VALUE! | #VALUE! | #VALUE! | #VALUE! | #VALUE! | #VALUE! | #VALUE! | #VALUE! | #VALUE! | #VALUE! | #VALUE! | #VALUE! | #VALUE! | #VALUE! | #VALUE! | #VALUE! | #VALUE! | #VALUE!
| Central_Valley_North_Los_Banos_Solar | Central_Valley_North_Los_Banos-SPGE | 0 | 0 | 0 | 0 | 0 | 0 | 0 | 0 | 0 | 0 | 0 | 0 | 0 | 0 | 0 | 0 | #VALUE! | #VALUE! | #VALUE! | #VALUE! | #VALUE! | #VALUE! | #VALUE! | #VALUE! | #VALUE! | #VALUE! | #VALUE! | #VALUE! | #VALUE! | #VALUE! | #VALUE! | #VALUE! | #VALUE! | #VALUE! | #VALUE! | #VALUE!
| Central_Valley_North_Los_Banos_Wind | Central_Valley_North_Los_Banos-SPGE | 0 | 0 | 0 | 0 | 0 | 0 | 0 | 173 | 173 | 173 | 0 | 173 | 0 | 0 | 0 | 173 | #VALUE! | #VALUE! | #VALUE! | #VALUE! | #VALUE! | #VALUE! | #VALUE! | #VALUE! | #VALUE! | #VALUE! | #VALUE! | #VALUE! | #VALUE! | #VALUE! | #VALUE! | #VALUE! | #VALUE! | #VALUE! | #VALUE! | #VALUE!
| Distributed_Solar | None | 0 | 0 | 0 | 0 | 0 | 0 | 0 | 0 | 0 | 0 | 0 | 0 | 0 | 0 | 0 | 0 | #VALUE! | #VALUE! | #VALUE! | #VALUE! | #VALUE! | #VALUE! | #VALUE! | #VALUE! | #VALUE! | #VALUE! | #VALUE! | #VALUE! | #VALUE! | #VALUE! | #VALUE! | #VALUE! | #VALUE! | #VALUE! | #VALUE! | #VALUE!
| Distributed_Wind | #N/A | 0 | 0 | 0 | 0 | 0 | 0 | 0 | 0 | 0 | 0 | 0 | 0 | 0 | 0 | 0 | 0 | #VALUE! | #VALUE! | #VALUE! | #VALUE! | #VALUE! | #VALUE! | #VALUE! | #VALUE! | #VALUE! | #VALUE! | #VALUE! | #VALUE! | #VALUE! | #VALUE! | #VALUE! | #VALUE! | #VALUE! | #VALUE! | #VALUE! | #VALUE!
| Greater_Imperial_Solar | SCADSNV-Greater_Imperial | 0 | 0 | 0 | 0 | 0 | 0 | 0 | 0 | 266.49 | 266.49 | 0 | 266.49 | 0 | 0 | 0 | 266.49 | #VALUE! | #VALUE! | #VALUE! | #VALUE! | #VALUE! | #VALUE! | #VALUE! | #VALUE! | #VALUE! | #VALUE! | #VALUE! | #VALUE! | #VALUE! | #VALUE! | #VALUE! | #VALUE! | #VALUE! | #VALUE! | #VALUE! | #VALUE!
| Greater_Imperial_Wind | SCADSNV-Greater_Imperial | 0 | 0 | 0 | 0 | 0 | 0 | 0 | 0 | 0 | 0 | 0 | 0 | 0 | 0 | 0 | 0 | #VALUE! | #VALUE! | #VALUE! | #VALUE! | #VALUE! | #VALUE! | #VALUE! | #VALUE! | #VALUE! | #VALUE! | #VALUE! | #VALUE! | #VALUE! | #VALUE! | #VALUE! | #VALUE! | #VALUE! | #VALUE! | #VALUE! | #VALUE!
| Greater_Kramer_Wind | Greater_Kramer | 0 | 0 | 0 | 0 | 0 | 0 | 0 | 0 | 0 | 0 | 0 | 0 | 0 | 0 | 0 | 0 | #VALUE! | #VALUE! | #VALUE! | #VALUE! | #VALUE! | #VALUE! | #VALUE! | #VALUE! | #VALUE! | #VALUE! | #VALUE! | #VALUE! | #VALUE! | #VALUE! | #VALUE! | #VALUE! | #VALUE! | #VALUE! | #VALUE! | #VALUE!
| Humboldt_Wind | Sacramento_River-Humboldt | 0 | 0 | 0 | 0 | 0 | 0 | 0 | 0 | 0 | 0 | 0 | 0 | 0 | 0 | 0 | 0 | #VALUE! | #VALUE! | #VALUE! | #VALUE! | #VALUE! | #VALUE! | #VALUE! | #VALUE! | #VALUE! | #VALUE! | #VALUE! | #VALUE! | #VALUE! | #VALUE! | #VALUE! | #VALUE! | #VALUE! | #VALUE! | #VALUE! | #VALUE!
| Inyokern_North_Kramer_Solar | Greater_Kramer-Inyokern_North_Kramer | 0 | 0 | 0 | 0 | 0 | 0 | 0 | 71.17 | 97 | 97 | 0 | 97 | 0 | 0 | 0 | 97 | #VALUE! | #VALUE! | #VALUE! | #VALUE! | #VALUE! | #VALUE! | #VALUE! | #VALUE! | #VALUE! | #VALUE! | #VALUE! | #VALUE! | #VALUE! | #VALUE! | #VALUE! | #VALUE! | #VALUE! | #VALUE! | #VALUE! | #VALUE!
| Kern_Greater_Carrizo_Solar | Kern_Greater_Carrizo-SPGE | 0 | 0 | 0 | 0 | 0 | 0 | 0 | 0 | 0 | 158.24 | 0 | 158.24 | 0 | 0 | 0 | 4617.8 | #VALUE! | #VALUE! | #VALUE! | #VALUE! | #VALUE! | #VALUE! | #VALUE! | #VALUE! | #VALUE! | #VALUE! | #VALUE! | #VALUE! | #VALUE! | #VALUE! | #VALUE! | #VALUE! | #VALUE! | #VALUE! | #VALUE! | #VALUE!
| Kern_Greater_Carrizo_Wind | Kern_Greater_Carrizo-SPGE | 0 | 0 | 0 | 0 | 0 | 0 | 0 | 60 | 60 | 60 | 0 | 60 | 0 | 0 | 0 | 60 | #VALUE! | #VALUE! | #VALUE! | #VALUE! | #VALUE! | #VALUE! | #VALUE! | #VALUE! | #VALUE! | #VALUE! | #VALUE! | #VALUE! | #VALUE! | #VALUE! | #VALUE! | #VALUE! | #VALUE! | #VALUE! | #VALUE! | #VALUE!
| Kramer_Inyokern_Ex_Solar | Kramer_Inyokern_Ex | 0 | 0 | 0 | 0 | 0 | 0 | 0 | 806.54 | 860.4 | 860.4 | 0 | 860.4 | 0 | 0 | 0 | 860.4 | #VALUE! | #VALUE! | #VALUE! | #VALUE! | #VALUE! | #VALUE! | #VALUE! | #VALUE! | #VALUE! | #VALUE! | #VALUE! | #VALUE! | #VALUE! | #VALUE! | #VALUE! | #VALUE! | #VALUE! | #VALUE! | #VALUE! | #VALUE!
| Kramer_Inyokern_Ex_Wind | Kramer_Inyokern_Ex | 0 | 0 | 0 | 0 | 0 | 0 | 0 | 0 | 0 | 0 | 0 | 0 | 0 | 0 | 0 | 0 | #VALUE! | #VALUE! | #VALUE! | #VALUE! | #VALUE! | #VALUE! | #VALUE! | #VALUE! | #VALUE! | #VALUE! | #VALUE! | #VALUE! | #VALUE! | #VALUE! | #VALUE! | #VALUE! | #VALUE! | #VALUE! | #VALUE! | #VALUE!
| North_Victor_Solar | Greater_Kramer-North_Victor | 0 | 0 | 0 | 0 | 0 | 0 | 0 | 232.29 | 300 | 300 | 0 | 300 | 0 | 0 | 0 | 300 | #VALUE! | #VALUE! | #VALUE! | #VALUE! | #VALUE! | #VALUE! | #VALUE! | #VALUE! | #VALUE! | #VALUE! | #VALUE! | #VALUE! | #VALUE! | #VALUE! | #VALUE! | #VALUE! | #VALUE! | #VALUE! | #VALUE! | #VALUE!
| Northern_California_Ex_Solar | Northern_California_Ex | 0 | 0 | 0 | 0 | 0 | 0 | 0 | 0 | 0 | 0 | 0 | 0 | 0 | 0 | 0 | 0 | #VALUE! | #VALUE! | #VALUE! | #VALUE! | #VALUE! | #VALUE! | #VALUE! | #VALUE! | #VALUE! | #VALUE! | #VALUE! | #VALUE! | #VALUE! | #VALUE! | #VALUE! | #VALUE! | #VALUE! | #VALUE! | #VALUE! | #VALUE!
| Northern_California_Ex_Wind | Northern_California_Ex | 0 | 0 | 0 | 0 | 0 | 0 | 0 | 865.9 | 865.9 | 865.9 | 0 | 865.9 | 0 | 0 | 0 | 865.9 | #VALUE! | #VALUE! | #VALUE! | #VALUE! | #VALUE! | #VALUE! | #VALUE! | #VALUE! | #VALUE! | #VALUE! | #VALUE! | #VALUE! | #VALUE! | #VALUE! | #VALUE! | #VALUE! | #VALUE! | #VALUE! | #VALUE! | #VALUE!
| NW_Ext_Tx_Wind | Sacramento_River | 0 | 0 | 0 | 0 | 0 | 0 | 0 | 30.27 | 30.27 | 30.27 | 0 | 30.27 | 0 | 0 | 0 | 1396.02 | #VALUE! | #VALUE! | #VALUE! | #VALUE! | #VALUE! | #VALUE! | #VALUE! | #VALUE! | #VALUE! | #VALUE! | #VALUE! | #VALUE! | #VALUE! | #VALUE! | #VALUE! | #VALUE! | #VALUE! | #VALUE! | #VALUE! | #VALUE!
| Riverside_Palm_Springs_Solar | Riverside_Palm_Springs-SCADSNV | 0 | 0 | 0 | 0 | 0 | 0 | 0 | 0 | 1125.56 | 1125.56 | 0 | 1125.56 | 0 | 0 | 0 | 1125.56 | #VALUE! | #VALUE! | #VALUE! | #VALUE! | #VALUE! | #VALUE! | #VALUE! | #VALUE! | #VALUE! | #VALUE! | #VALUE! | #VALUE! | #VALUE! | #VALUE! | #VALUE! | #VALUE! | #VALUE! | #VALUE! | #VALUE! | #VALUE!
| Sacramento_River_Solar | Sacramento_River | 0 | 0 | 0 | 0 | 0 | 0 | 0 | 0 | 0 | 0 | 0 | 0 | 0 | 0 | 0 | 0 | #VALUE! | #VALUE! | #VALUE! | #VALUE! | #VALUE! | #VALUE! | #VALUE! | #VALUE! | #VALUE! | #VALUE! | #VALUE! | #VALUE! | #VALUE! | #VALUE! | #VALUE! | #VALUE! | #VALUE! | #VALUE! | #VALUE! | #VALUE!
| Sacramento_River_Wind | N/A | 0 | 0 | 0 | 0 | 0 | 0 | 0 | 0 | 0 | 0 | 0 | 0 | 0 | 0 | 0 | 0 | #VALUE! | #VALUE! | #VALUE! | #VALUE! | #VALUE! | #VALUE! | #VALUE! | #VALUE! | #VALUE! | #VALUE! | #VALUE! | #VALUE! | #VALUE! | #VALUE! | #VALUE! | #VALUE! | #VALUE! | #VALUE! | #VALUE! | #VALUE!
| SCADSNV_Solar | SCADSNV | 0 | 0 | 0 | 0 | 0 | 0 | 0 | 0 | 0 | 0 | 0 | 0 | 0 | 0 | 0 | 0 | #VALUE! | #VALUE! | #VALUE! | #VALUE! | #VALUE! | #VALUE! | #VALUE! | #VALUE! | #VALUE! | #VALUE! | #VALUE! | #VALUE! | #VALUE! | #VALUE! | #VALUE! | #VALUE! | #VALUE! | #VALUE! | #VALUE! | #VALUE!
| SCADSNV_Wind | SCADSNV | 0 | 0 | 0 | 0 | 0 | 0 | 0 | 0 | 0 | 0 | 0 | 0 | 0 | 0 | 0 | 0 | #VALUE! | #VALUE! | #VALUE! | #VALUE! | #VALUE! | #VALUE! | #VALUE! | #VALUE! | #VALUE! | #VALUE! | #VALUE! | #VALUE! | #VALUE! | #VALUE! | #VALUE! | #VALUE! | #VALUE! | #VALUE! | #VALUE! | #VALUE!
| Solano_Solar | Sacramento_River-Solano | 0 | 0 | 0 | 0 | 0 | 0 | 0 | 0 | 0 | 0 | 0 | 57 | 0 | 0 | 0 | 57 | #VALUE! | #VALUE! | #VALUE! | #VALUE! | #VALUE! | #VALUE! | #VALUE! | #VALUE! | #VALUE! | #VALUE! | #VALUE! | #VALUE! | #VALUE! | #VALUE! | #VALUE! | #VALUE! | #VALUE! | #VALUE! | #VALUE! | #VALUE!
| Solano_subzone_Solar | Solano_subzone-Sacramento_River-Solano | 0 | 0 | 0 | 0 | 0 | 0 | 0 | 0 | 0 | 0 | 0 | 0 | 0 | 0 | 0 | 0 | #VALUE! | #VALUE! | #VALUE! | #VALUE! | #VALUE! | #VALUE! | #VALUE! | #VALUE! | #VALUE! | #VALUE! | #VALUE! | #VALUE! | #VALUE! | #VALUE! | #VALUE! | #VALUE! | #VALUE! | #VALUE! | #VALUE! | #VALUE!
| Solano_subzone_Wind | Solano_subzone-Sacramento_River-Solano | 0 | 0 | 0 | 0 | 0 | 0 | 0 | 0 | 0 | 0 | 0 | 0 | 0 | 0 | 0 | 0 | #VALUE! | #VALUE! | #VALUE! | #VALUE! | #VALUE! | #VALUE! | #VALUE! | #VALUE! | #VALUE! | #VALUE! | #VALUE! | #VALUE! | #VALUE! | #VALUE! | #VALUE! | #VALUE! | #VALUE! | #VALUE! | #VALUE! | #VALUE!
| Solano_Wind | Sacramento_River-Solano | 0 | 0 | 0 | 0 | 0 | 0 | 0 | 542 | 542 | 542 | 0 | 542 | 0 | 0 | 0 | 542 | #VALUE! | #VALUE! | #VALUE! | #VALUE! | #VALUE! | #VALUE! | #VALUE! | #VALUE! | #VALUE! | #VALUE! | #VALUE! | #VALUE! | #VALUE! | #VALUE! | #VALUE! | #VALUE! | #VALUE! | #VALUE! | #VALUE! | #VALUE!
| Southern_California_Desert_Ex_Solar | Southern_California_Desert_Ex | 0 | 0 | 0 | 0 | 0 | 0 | 0 | 0 | 460.55 | 862 | 0 | 862 | 0 | 0 | 0 | 862 | #VALUE! | #VALUE! | #VALUE! | #VALUE! | #VALUE! | #VALUE! | #VALUE! | #VALUE! | #VALUE! | #VALUE! | #VALUE! | #VALUE! | #VALUE! | #VALUE! | #VALUE! | #VALUE! | #VALUE! | #VALUE! | #VALUE! | #VALUE!
| Southern_California_Desert_Ex_Wind | Southern_California_Desert_Ex | 0 | 0 | 0 | 0 | 0 | 0 | 0 | 0 | 0 | 0 | 0 | 0 | 0 | 0 | 0 | 0 | #VALUE! | #VALUE! | #VALUE! | #VALUE! | #VALUE! | #VALUE! | #VALUE! | #VALUE! | #VALUE! | #VALUE! | #VALUE! | #VALUE! | #VALUE! | #VALUE! | #VALUE! | #VALUE! | #VALUE! | #VALUE! | #VALUE! | #VALUE!
| Southern_Nevada_Solar | GLW_VEA-SCADSNV | 0 | 0 | 0 | 0 | 0 | 0 | 0 | 0 | 0 | 0 | 0 | 0 | 0 | 0 | 0 | 0 | #VALUE! | #VALUE! | #VALUE! | #VALUE! | #VALUE! | #VALUE! | #VALUE! | #VALUE! | #VALUE! | #VALUE! | #VALUE! | #VALUE! | #VALUE! | #VALUE! | #VALUE! | #VALUE! | #VALUE! | #VALUE! | #VALUE! | #VALUE!
| Southern_Nevada_Wind | GLW_VEA-SCADSNV | 0 | 0 | 0 | 0 | 0 | 0 | 0 | 442.03 | 442.03 | 442.03 | 0 | 442.03 | 0 | 0 | 0 | 442.03 | #VALUE! | #VALUE! | #VALUE! | #VALUE! | #VALUE! | #VALUE! | #VALUE! | #VALUE! | #VALUE! | #VALUE! | #VALUE! | #VALUE! | #VALUE! | #VALUE! | #VALUE! | #VALUE! | #VALUE! | #VALUE! | #VALUE! | #VALUE!
| SW_Ext_Tx_Wind | Riverside_Palm_Springs-SCADSNV | 0 | 0 | 0 | 0 | 0 | 0 | 0 | 0 | 0 | 0 | 0 | 0 | 0 | 0 | 0 | 0 | #VALUE! | #VALUE! | #VALUE! | #VALUE! | #VALUE! | #VALUE! | #VALUE! | #VALUE! | #VALUE! | #VALUE! | #VALUE! | #VALUE! | #VALUE! | #VALUE! | #VALUE! | #VALUE! | #VALUE! | #VALUE! | #VALUE! | #VALUE!
| Tehachapi_Solar | Tehachapi | 0 | 0 | 0 | 0 | 0 | 826.34 | 2826.34 | 3402 | 3402 | 3402 | 0 | 3402 | 0 | 0 | 0 | 3402 | #VALUE! | #VALUE! | #VALUE! | #VALUE! | #VALUE! | #VALUE! | #VALUE! | #VALUE! | #VALUE! | #VALUE! | #VALUE! | #VALUE! | #VALUE! | #VALUE! | #VALUE! | #VALUE! | #VALUE! | #VALUE! | #VALUE! | #VALUE!
| Tehachapi_Ex_Solar | Tehachapi_Ex | 0 | 0 | 0 | 0 | 0 | 1173.66 | 1173.66 | 1488 | 1488 | 1488 | 0 | 1488 | 0 | 0 | 0 | 1488 | #VALUE! | #VALUE! | #VALUE! | #VALUE! | #VALUE! | #VALUE! | #VALUE! | #VALUE! | #VALUE! | #VALUE! | #VALUE! | #VALUE! | #VALUE! | #VALUE! | #VALUE! | #VALUE! | #VALUE! | #VALUE! | #VALUE! | #VALUE!
| Tehachapi_Wind | Tehachapi | 0 | 0 | 0 | 0 | 0 | 0 | 0 | 275 | 275 | 275 | 0 | 275 | 0 | 0 | 0 | 275 | #VALUE! | #VALUE! | #VALUE! | #VALUE! | #VALUE! | #VALUE! | #VALUE! | #VALUE! | #VALUE! | #VALUE! | #VALUE! | #VALUE! | #VALUE! | #VALUE! | #VALUE! | #VALUE! | #VALUE! | #VALUE! | #VALUE! | #VALUE!
| Westlands_Ex_Solar | Westlands_Ex | 0 | 0 | 0 | 0 | 0 | 0 | 0 | 0 | 0 | 1778.57 | 0 | 1778.57 | 0 | 0 | 0 | 4404 | #VALUE! | #VALUE! | #VALUE! | #VALUE! | #VALUE! | #VALUE! | #VALUE! | #VALUE! | #VALUE! | #VALUE! | #VALUE! | #VALUE! | #VALUE! | #VALUE! | #VALUE! | #VALUE! | #VALUE! | #VALUE! | #VALUE! | #VALUE!
| Westlands_Ex_Wind | N/A | 0 | 0 | 0 | 0 | 0 | 0 | 0 | 0 | 0 | 0 | 0 | 0 | 0 | 0 | 0 | 0 | #VALUE! | #VALUE! | #VALUE! | #VALUE! | #VALUE! | #VALUE! | #VALUE! | #VALUE! | #VALUE! | #VALUE! | #VALUE! | #VALUE! | #VALUE! | #VALUE! | #VALUE! | #VALUE! | #VALUE! | #VALUE! | #VALUE! | #VALUE!
| Westlands_Solar | Central_Valley_North_Los_Banos-SPGE | 0 | 0 | 0 | 0 | 0 | 0 | 0 | 0 | 0 | 96.7 | 0 | 223.94 | 0 | 0 | 0 | 617.94 | #VALUE! | #VALUE! | #VALUE! | #VALUE! | #VALUE! | #VALUE! | #VALUE! | #VALUE! | #VALUE! | #VALUE! | #VALUE! | #VALUE! | #VALUE! | #VALUE! | #VALUE! | #VALUE! | #VALUE! | #VALUE! | #VALUE! | #VALUE!
| Cape_Mendocino_Offshore_Wind | N/A | 0 | 0 | 0 | 0 | 0 | 0 | 0 | 0 | 0 | 0 | 0 | 0 | 0 | 0 | 0 | 0 | #VALUE! | #VALUE! | #VALUE! | #VALUE! | #VALUE! | #VALUE! | #VALUE! | #VALUE! | #VALUE! | #VALUE! | #VALUE! | #VALUE! | #VALUE! | #VALUE! | #VALUE! | #VALUE! | #VALUE! | #VALUE! | #VALUE! | #VALUE!
| Del_Norte_Offshore_Wind | N/A | 0 | 0 | 0 | 0 | 0 | 0 | 0 | 0 | 0 | 0 | 0 | 0 | 0 | 0 | 0 | 0 | #VALUE! | #VALUE! | #VALUE! | #VALUE! | #VALUE! | #VALUE! | #VALUE! | #VALUE! | #VALUE! | #VALUE! | #VALUE! | #VALUE! | #VALUE! | #VALUE! | #VALUE! | #VALUE! | #VALUE! | #VALUE! | #VALUE! | #VALUE!
| Diablo_Canyon_Offshore_Wind_Ext_Tx | N/A | 0 | 0 | 0 | 0 | 0 | 0 | 0 | 0 | 0 | 0 | 0 | 0 | 0 | 0 | 0 | 0 | #VALUE! | #VALUE! | #VALUE! | #VALUE! | #VALUE! | #VALUE! | #VALUE! | #VALUE! | #VALUE! | #VALUE! | #VALUE! | #VALUE! | #VALUE! | #VALUE! | #VALUE! | #VALUE! | #VALUE! | #VALUE! | #VALUE! | #VALUE!
| Diablo_Canyon_Offshore_Wind | N/A | 0 | 0 | 0 | 0 | 0 | 0 | 0 | 0 | 0 | 0 | 0 | 0 | 0 | 0 | 0 | 0 | #VALUE! | #VALUE! | #VALUE! | #VALUE! | #VALUE! | #VALUE! | #VALUE! | #VALUE! | #VALUE! | #VALUE! | #VALUE! | #VALUE! | #VALUE! | #VALUE! | #VALUE! | #VALUE! | #VALUE! | #VALUE! | #VALUE! | #VALUE!
| Humboldt_Bay_Offshore_Wind | N/A | 0 | 0 | 0 | 0 | 0 | 0 | 0 | 0 | 0 | 0 | 0 | 0 | 0 | 0 | 0 | 0 | #VALUE! | #VALUE! | #VALUE! | #VALUE! | #VALUE! | #VALUE! | #VALUE! | #VALUE! | #VALUE! | #VALUE! | #VALUE! | #VALUE! | #VALUE! | #VALUE! | #VALUE! | #VALUE! | #VALUE! | #VALUE! | #VALUE! | #VALUE!
| Morro_Bay_Offshore_Wind | N/A | 0 | 0 | 0 | 0 | 0 | 0 | 0 | 0 | 0 | 0 | 0 | 0 | 0 | 0 | 0 | 0 | #VALUE! | #VALUE! | #VALUE! | #VALUE! | #VALUE! | #VALUE! | #VALUE! | #VALUE! | #VALUE! | #VALUE! | #VALUE! | #VALUE! | #VALUE! | #VALUE! | #VALUE! | #VALUE! | #VALUE! | #VALUE! | #VALUE! | #VALUE!
| Utah_Solar | N/A | 0 | 0 | 0 | 0 | 0 | 0 | 0 | 0 | 0 | 0 | 0 | 0 | 0 | 0 | 0 | 0 | #VALUE! | #VALUE! | #VALUE! | #VALUE! | #VALUE! | #VALUE! | #VALUE! | #VALUE! | #VALUE! | #VALUE! | #VALUE! | #VALUE! | #VALUE! | #VALUE! | #VALUE! | #VALUE! | #VALUE! | #VALUE! | #VALUE! | #VALUE!
| Arizona_Solar | N/A | 0 | 0 | 0 | 0 | 0 | 0 | 0 | 0 | 0 | 0 | 0 | 0 | 0 | 0 | 0 | 0 | #VALUE! | #VALUE! | #VALUE! | #VALUE! | #VALUE! | #VALUE! | #VALUE! | #VALUE! | #VALUE! | #VALUE! | #VALUE! | #VALUE! | #VALUE! | #VALUE! | #VALUE! | #VALUE! | #VALUE! | #VALUE! | #VALUE! | #VALUE!
| New_Mexico_Solar | N/A | 0 | 0 | 0 | 0 | 0 | 0 | 0 | 0 | 0 | 0 | 0 | 0 | 0 | 0 | 0 | 0 | #VALUE! | #VALUE! | #VALUE! | #VALUE! | #VALUE! | #VALUE! | #VALUE! | #VALUE! | #VALUE! | #VALUE! | #VALUE! | #VALUE! | #VALUE! | #VALUE! | #VALUE! | #VALUE! | #VALUE! | #VALUE! | #VALUE! | #VALUE!
| Baja_California_Solar | N/A | 0 | 0 | 0 | 0 | 0 | 0 | 0 | 0 | 0 | 0 | 0 | 0 | 0 | 0 | 0 | 0 | #VALUE! | #VALUE! | #VALUE! | #VALUE! | #VALUE! | #VALUE! | #VALUE! | #VALUE! | #VALUE! | #VALUE! | #VALUE! | #VALUE! | #VALUE! | #VALUE! | #VALUE! | #VALUE! | #VALUE! | #VALUE! | #VALUE! | #VALUE!
| Baja_California_Wind | SCADSNV-Greater_Imperial | 0 | 0 | 0 | 0 | 0 | 0 | 0 | 0 | 0 | 600 | 0 | 600 | 0 | 0 | 0 | 600 | #VALUE! | #VALUE! | #VALUE! | #VALUE! | #VALUE! | #VALUE! | #VALUE! | #VALUE! | #VALUE! | #VALUE! | #VALUE! | #VALUE! | #VALUE! | #VALUE! | #VALUE! | #VALUE! | #VALUE! | #VALUE! | #VALUE! | #VALUE!
| Pacific_Northwest_Wind | N/A | 0 | 0 | 0 | 0 | 0 | 0 | 0 | 0 | 0 | 0 | 0 | 0 | 0 | 0 | 0 | 0 | #VALUE! | #VALUE! | #VALUE! | #VALUE! | #VALUE! | #VALUE! | #VALUE! | #VALUE! | #VALUE! | #VALUE! | #VALUE! | #VALUE! | #VALUE! | #VALUE! | #VALUE! | #VALUE! | #VALUE! | #VALUE! | #VALUE! | #VALUE!
| Idaho_Wind | N/A | 0 | 0 | 0 | 0 | 0 | 0 | 0 | 0 | 0 | 0 | 0 | 0 | 0 | 0 | 0 | 0 | #VALUE! | #VALUE! | #VALUE! | #VALUE! | #VALUE! | #VALUE! | #VALUE! | #VALUE! | #VALUE! | #VALUE! | #VALUE! | #VALUE! | #VALUE! | #VALUE! | #VALUE! | #VALUE! | #VALUE! | #VALUE! | #VALUE! | #VALUE!
| Utah_Wind | N/A | 0 | 0 | 0 | 0 | 0 | 0 | 0 | 0 | 0 | 0 | 0 | 0 | 0 | 0 | 0 | 0 | #VALUE! | #VALUE! | #VALUE! | #VALUE! | #VALUE! | #VALUE! | #VALUE! | #VALUE! | #VALUE! | #VALUE! | #VALUE! | #VALUE! | #VALUE! | #VALUE! | #VALUE! | #VALUE! | #VALUE! | #VALUE! | #VALUE! | #VALUE!
| Wyoming_Wind | SCADSNV-Mountain_Pass_El_Dorado | 0 | 0 | 0 | 0 | 0 | 0 | 0 | 0 | 0 | 0 | 0 | 0 | 0 | 0 | 0 | 0 | #VALUE! | #VALUE! | #VALUE! | #VALUE! | #VALUE! | #VALUE! | #VALUE! | #VALUE! | #VALUE! | #VALUE! | #VALUE! | #VALUE! | #VALUE! | #VALUE! | #VALUE! | #VALUE! | #VALUE! | #VALUE! | #VALUE! | #VALUE!
| Arizona_Wind | N/A | 0 | 0 | 0 | 0 | 0 | 0 | 0 | 0 | 0 | 0 | 0 | 0 | 0 | 0 | 0 | 0 | #VALUE! | #VALUE! | #VALUE! | #VALUE! | #VALUE! | #VALUE! | #VALUE! | #VALUE! | #VALUE! | #VALUE! | #VALUE! | #VALUE! | #VALUE! | #VALUE! | #VALUE! | #VALUE! | #VALUE! | #VALUE! | #VALUE! | #VALUE!
| New_Mexico_Wind | Riverside_Palm_Springs-SCADSNV | 0 | 0 | 0 | 0 | 0 | 0 | 0 | 0 | 0 | 0 | 0 | 0 | 0 | 0 | 0 | 0 | #VALUE! | #VALUE! | #VALUE! | #VALUE! | #VALUE! | #VALUE! | #VALUE! | #VALUE! | #VALUE! | #VALUE! | #VALUE! | #VALUE! | #VALUE! | #VALUE! | #VALUE! | #VALUE! | #VALUE! | #VALUE! | #VALUE! | #VALUE!
| In-State |  | 0 | 0 | 0 | 0 | 0 | 2000 | 4000 | 8388.2 | 10575.2 | 13610.16 | 0 | 13894.4 | 0 | 0 | 0 | 22739.14 | #VALUE! | #VALUE! | #VALUE! | #VALUE! | #VALUE! | #VALUE! | #VALUE! | #VALUE! | #VALUE! | #VALUE! | #VALUE! | #VALUE! | #VALUE! | #VALUE! | #VALUE! | #VALUE! | #VALUE! | #VALUE! | #VALUE! | #VALUE!
| Out-Of-State |  | 0 | 0 | 0 | 0 | 0 | 0 | 0 | 0 | 0 | 0 | 0 | 0 | 0 | 0 | 0 | 0 | #VALUE! | #VALUE! | #VALUE! | #VALUE! | #VALUE! | #VALUE! | #VALUE! | #VALUE! | #VALUE! | #VALUE! | #VALUE! | #VALUE! | #VALUE! | #VALUE! | #VALUE! | #VALUE! | #VALUE! | #VALUE! | #VALUE! | #VALUE!
Note: Resources with #N/A as transmission zone were not made available to the model for this scenario
Selected Renewables by Location (Energy Only)
EO Renewable Resource Summary by Location (MW)
| RESOLVE Resource | Tx Zone | 2015 | 2016 | 2017 | 2018 | 2019 | 2020 | 2021 | 2022 | 2023 | 2024 | 2025 | 2026 | 2027 | 2028 | 2029 | 2030 | 2031 | 2032 | 2033 | 2034 | 2035 | 2036 | 2037 | 2038 | 2039 | 2040 | 2041 | 2042 | 2043 | 2044 | 2045 | 2046 | 2047 | 2048 | 2049 | 2050
| InState_Biomass | None | 0 | 0 | 0 | 0 | 0 | 0 | 0 | 0 | 0 | 0 | 0 | 0 | 0 | 0 | 0 | 0 | #VALUE! | #VALUE! | #VALUE! | #VALUE! | #VALUE! | #VALUE! | #VALUE! | #VALUE! | #VALUE! | #VALUE! | #VALUE! | #VALUE! | #VALUE! | #VALUE! | #VALUE! | #VALUE! | #VALUE! | #VALUE! | #VALUE! | #VALUE!
| Greater_Imperial_Geothermal | SCADSNV-Greater_Imperial | 0 | 0 | 0 | 0 | 0 | 0 | 0 | 0 | 0 | 0 | 0 | 0 | 0 | 0 | 0 | 0 | #VALUE! | #VALUE! | #VALUE! | #VALUE! | #VALUE! | #VALUE! | #VALUE! | #VALUE! | #VALUE! | #VALUE! | #VALUE! | #VALUE! | #VALUE! | #VALUE! | #VALUE! | #VALUE! | #VALUE! | #VALUE! | #VALUE! | #VALUE!
| Inyokern_North_Kramer_Geothermal | Greater_Kramer-Inyokern_North_Kramer | 0 | 0 | 0 | 0 | 0 | 0 | 0 | 0 | 0 | 0 | 0 | 0 | 0 | 0 | 0 | 0 | #VALUE! | #VALUE! | #VALUE! | #VALUE! | #VALUE! | #VALUE! | #VALUE! | #VALUE! | #VALUE! | #VALUE! | #VALUE! | #VALUE! | #VALUE! | #VALUE! | #VALUE! | #VALUE! | #VALUE! | #VALUE! | #VALUE! | #VALUE!
| Northern_California_Ex_Geothermal | Northern_California_Ex | 0 | 0 | 0 | 0 | 0 | 0 | 0 | 0 | 0 | 0 | 0 | 0 | 0 | 0 | 0 | 0 | #VALUE! | #VALUE! | #VALUE! | #VALUE! | #VALUE! | #VALUE! | #VALUE! | #VALUE! | #VALUE! | #VALUE! | #VALUE! | #VALUE! | #VALUE! | #VALUE! | #VALUE! | #VALUE! | #VALUE! | #VALUE! | #VALUE! | #VALUE!
| Pacific_Northwest_Geothermal | N/A | 0 | 0 | 0 | 0 | 0 | 0 | 0 | 0 | 0 | 0 | 0 | 0 | 0 | 0 | 0 | 0 | #VALUE! | #VALUE! | #VALUE! | #VALUE! | #VALUE! | #VALUE! | #VALUE! | #VALUE! | #VALUE! | #VALUE! | #VALUE! | #VALUE! | #VALUE! | #VALUE! | #VALUE! | #VALUE! | #VALUE! | #VALUE! | #VALUE! | #VALUE!
| Riverside_Palm_Springs_Geothermal | Riverside_Palm_Springs-SCADSNV | 0 | 0 | 0 | 0 | 0 | 0 | 0 | 0 | 0 | 0 | 0 | 0 | 0 | 0 | 0 | 0 | #VALUE! | #VALUE! | #VALUE! | #VALUE! | #VALUE! | #VALUE! | #VALUE! | #VALUE! | #VALUE! | #VALUE! | #VALUE! | #VALUE! | #VALUE! | #VALUE! | #VALUE! | #VALUE! | #VALUE! | #VALUE! | #VALUE! | #VALUE!
| Solano_Geothermal | Sacramento_River-Solano | 0 | 0 | 0 | 0 | 0 | 0 | 0 | 0 | 0 | 0 | 0 | 0 | 0 | 0 | 0 | 0 | #VALUE! | #VALUE! | #VALUE! | #VALUE! | #VALUE! | #VALUE! | #VALUE! | #VALUE! | #VALUE! | #VALUE! | #VALUE! | #VALUE! | #VALUE! | #VALUE! | #VALUE! | #VALUE! | #VALUE! | #VALUE! | #VALUE! | #VALUE!
| Southern_Nevada_Geothermal | SCADSNV-Mountain_Pass_El_Dorado | 0 | 0 | 0 | 0 | 0 | 0 | 0 | 0 | 0 | 0 | 0 | 0 | 0 | 0 | 0 | 0 | #VALUE! | #VALUE! | #VALUE! | #VALUE! | #VALUE! | #VALUE! | #VALUE! | #VALUE! | #VALUE! | #VALUE! | #VALUE! | #VALUE! | #VALUE! | #VALUE! | #VALUE! | #VALUE! | #VALUE! | #VALUE! | #VALUE! | #VALUE!
| Carrizo_Solar | Kern_Greater_Carrizo-Carrizo-SPGE | 0 | 0 | 0 | 0 | 0 | 0 | 0 | 0 | 0 | 0 | 0 | 0 | 0 | 0 | 0 | 0 | #VALUE! | #VALUE! | #VALUE! | #VALUE! | #VALUE! | #VALUE! | #VALUE! | #VALUE! | #VALUE! | #VALUE! | #VALUE! | #VALUE! | #VALUE! | #VALUE! | #VALUE! | #VALUE! | #VALUE! | #VALUE! | #VALUE! | #VALUE!
| Carrizo_Wind | Kern_Greater_Carrizo-Carrizo-SPGE | 0 | 0 | 0 | 0 | 0 | 0 | 0 | 0 | 0 | 0 | 0 | 0 | 0 | 0 | 0 | 0 | #VALUE! | #VALUE! | #VALUE! | #VALUE! | #VALUE! | #VALUE! | #VALUE! | #VALUE! | #VALUE! | #VALUE! | #VALUE! | #VALUE! | #VALUE! | #VALUE! | #VALUE! | #VALUE! | #VALUE! | #VALUE! | #VALUE! | #VALUE!
| Central_Valley_North_Los_Banos_Solar | Central_Valley_North_Los_Banos-SPGE | 0 | 0 | 0 | 0 | 0 | 0 | 0 | 0 | 0 | 0 | 0 | 0 | 0 | 0 | 0 | 0 | #VALUE! | #VALUE! | #VALUE! | #VALUE! | #VALUE! | #VALUE! | #VALUE! | #VALUE! | #VALUE! | #VALUE! | #VALUE! | #VALUE! | #VALUE! | #VALUE! | #VALUE! | #VALUE! | #VALUE! | #VALUE! | #VALUE! | #VALUE!
| Central_Valley_North_Los_Banos_Wind | Central_Valley_North_Los_Banos-SPGE | 0 | 0 | 0 | 0 | 0 | 0 | 0 | 0 | 0 | 0 | 0 | 0 | 0 | 0 | 0 | 0 | #VALUE! | #VALUE! | #VALUE! | #VALUE! | #VALUE! | #VALUE! | #VALUE! | #VALUE! | #VALUE! | #VALUE! | #VALUE! | #VALUE! | #VALUE! | #VALUE! | #VALUE! | #VALUE! | #VALUE! | #VALUE! | #VALUE! | #VALUE!
| Distributed_Solar | None | 0 | 0 | 0 | 0 | 0 | 0 | 0 | 0 | 0 | 0 | 0 | 0 | 0 | 0 | 0 | 0 | #VALUE! | #VALUE! | #VALUE! | #VALUE! | #VALUE! | #VALUE! | #VALUE! | #VALUE! | #VALUE! | #VALUE! | #VALUE! | #VALUE! | #VALUE! | #VALUE! | #VALUE! | #VALUE! | #VALUE! | #VALUE! | #VALUE! | #VALUE!
| Distributed_Wind | #N/A | 0 | 0 | 0 | 0 | 0 | 0 | 0 | 0 | 0 | 0 | 0 | 0 | 0 | 0 | 0 | 0 | #VALUE! | #VALUE! | #VALUE! | #VALUE! | #VALUE! | #VALUE! | #VALUE! | #VALUE! | #VALUE! | #VALUE! | #VALUE! | #VALUE! | #VALUE! | #VALUE! | #VALUE! | #VALUE! | #VALUE! | #VALUE! | #VALUE! | #VALUE!
| Greater_Imperial_Solar | SCADSNV-Greater_Imperial | 0 | 0 | 0 | 0 | 0 | 0 | 0 | 0 | 0 | 0 | 0 | 1900 | 0 | 0 | 0 | 1900 | #VALUE! | #VALUE! | #VALUE! | #VALUE! | #VALUE! | #VALUE! | #VALUE! | #VALUE! | #VALUE! | #VALUE! | #VALUE! | #VALUE! | #VALUE! | #VALUE! | #VALUE! | #VALUE! | #VALUE! | #VALUE! | #VALUE! | #VALUE!
| Greater_Imperial_Wind | SCADSNV-Greater_Imperial | 0 | 0 | 0 | 0 | 0 | 0 | 0 | 0 | 0 | 0 | 0 | 0 | 0 | 0 | 0 | 0 | #VALUE! | #VALUE! | #VALUE! | #VALUE! | #VALUE! | #VALUE! | #VALUE! | #VALUE! | #VALUE! | #VALUE! | #VALUE! | #VALUE! | #VALUE! | #VALUE! | #VALUE! | #VALUE! | #VALUE! | #VALUE! | #VALUE! | #VALUE!
| Greater_Kramer_Wind | Greater_Kramer | 0 | 0 | 0 | 0 | 0 | 0 | 0 | 0 | 0 | 0 | 0 | 0 | 0 | 0 | 0 | 0 | #VALUE! | #VALUE! | #VALUE! | #VALUE! | #VALUE! | #VALUE! | #VALUE! | #VALUE! | #VALUE! | #VALUE! | #VALUE! | #VALUE! | #VALUE! | #VALUE! | #VALUE! | #VALUE! | #VALUE! | #VALUE! | #VALUE! | #VALUE!
| Humboldt_Wind | Sacramento_River-Humboldt | 0 | 0 | 0 | 0 | 0 | 0 | 34 | 34 | 34 | 34 | 0 | 34 | 0 | 0 | 0 | 34 | #VALUE! | #VALUE! | #VALUE! | #VALUE! | #VALUE! | #VALUE! | #VALUE! | #VALUE! | #VALUE! | #VALUE! | #VALUE! | #VALUE! | #VALUE! | #VALUE! | #VALUE! | #VALUE! | #VALUE! | #VALUE! | #VALUE! | #VALUE!
| Inyokern_North_Kramer_Solar | Greater_Kramer-Inyokern_North_Kramer | 0 | 0 | 0 | 0 | 0 | 0 | 0 | 0 | 0 | 0 | 0 | 0 | 0 | 0 | 0 | 0 | #VALUE! | #VALUE! | #VALUE! | #VALUE! | #VALUE! | #VALUE! | #VALUE! | #VALUE! | #VALUE! | #VALUE! | #VALUE! | #VALUE! | #VALUE! | #VALUE! | #VALUE! | #VALUE! | #VALUE! | #VALUE! | #VALUE! | #VALUE!
| Kern_Greater_Carrizo_Solar | Kern_Greater_Carrizo-SPGE | 0 | 0 | 0 | 0 | 0 | 0 | 0 | 0 | 0 | 0 | 0 | 700 | 0 | 0 | 0 | 700 | #VALUE! | #VALUE! | #VALUE! | #VALUE! | #VALUE! | #VALUE! | #VALUE! | #VALUE! | #VALUE! | #VALUE! | #VALUE! | #VALUE! | #VALUE! | #VALUE! | #VALUE! | #VALUE! | #VALUE! | #VALUE! | #VALUE! | #VALUE!
| Kern_Greater_Carrizo_Wind | Kern_Greater_Carrizo-SPGE | 0 | 0 | 0 | 0 | 0 | 0 | 0 | 0 | 0 | 0 | 0 | 0 | 0 | 0 | 0 | 0 | #VALUE! | #VALUE! | #VALUE! | #VALUE! | #VALUE! | #VALUE! | #VALUE! | #VALUE! | #VALUE! | #VALUE! | #VALUE! | #VALUE! | #VALUE! | #VALUE! | #VALUE! | #VALUE! | #VALUE! | #VALUE! | #VALUE! | #VALUE!
| Kramer_Inyokern_Ex_Solar | Kramer_Inyokern_Ex | 0 | 0 | 0 | 0 | 0 | 0 | 0 | 0 | 0 | 0 | 0 | 0 | 0 | 0 | 0 | 0 | #VALUE! | #VALUE! | #VALUE! | #VALUE! | #VALUE! | #VALUE! | #VALUE! | #VALUE! | #VALUE! | #VALUE! | #VALUE! | #VALUE! | #VALUE! | #VALUE! | #VALUE! | #VALUE! | #VALUE! | #VALUE! | #VALUE! | #VALUE!
| Kramer_Inyokern_Ex_Wind | Kramer_Inyokern_Ex | 0 | 0 | 0 | 0 | 0 | 0 | 0 | 0 | 0 | 0 | 0 | 0 | 0 | 0 | 0 | 0 | #VALUE! | #VALUE! | #VALUE! | #VALUE! | #VALUE! | #VALUE! | #VALUE! | #VALUE! | #VALUE! | #VALUE! | #VALUE! | #VALUE! | #VALUE! | #VALUE! | #VALUE! | #VALUE! | #VALUE! | #VALUE! | #VALUE! | #VALUE!
| North_Victor_Solar | Greater_Kramer-North_Victor | 0 | 0 | 0 | 0 | 0 | 0 | 0 | 0 | 0 | 0 | 0 | 0 | 0 | 0 | 0 | 0 | #VALUE! | #VALUE! | #VALUE! | #VALUE! | #VALUE! | #VALUE! | #VALUE! | #VALUE! | #VALUE! | #VALUE! | #VALUE! | #VALUE! | #VALUE! | #VALUE! | #VALUE! | #VALUE! | #VALUE! | #VALUE! | #VALUE! | #VALUE!
| Northern_California_Ex_Solar | Northern_California_Ex | 0 | 0 | 0 | 0 | 0 | 0 | 0 | 0 | 0 | 0 | 0 | 0 | 0 | 0 | 0 | 0 | #VALUE! | #VALUE! | #VALUE! | #VALUE! | #VALUE! | #VALUE! | #VALUE! | #VALUE! | #VALUE! | #VALUE! | #VALUE! | #VALUE! | #VALUE! | #VALUE! | #VALUE! | #VALUE! | #VALUE! | #VALUE! | #VALUE! | #VALUE!
| Northern_California_Ex_Wind | Northern_California_Ex | 0 | 0 | 0 | 0 | 0 | 0 | 0 | 0 | 0 | 0 | 0 | 0 | 0 | 0 | 0 | 0 | #VALUE! | #VALUE! | #VALUE! | #VALUE! | #VALUE! | #VALUE! | #VALUE! | #VALUE! | #VALUE! | #VALUE! | #VALUE! | #VALUE! | #VALUE! | #VALUE! | #VALUE! | #VALUE! | #VALUE! | #VALUE! | #VALUE! | #VALUE!
| NW_Ext_Tx_Wind | Sacramento_River | 0 | 0 | 0 | 0 | 0 | 0 | 0 | 0 | 0 | 0 | 0 | 0 | 0 | 0 | 0 | 0 | #VALUE! | #VALUE! | #VALUE! | #VALUE! | #VALUE! | #VALUE! | #VALUE! | #VALUE! | #VALUE! | #VALUE! | #VALUE! | #VALUE! | #VALUE! | #VALUE! | #VALUE! | #VALUE! | #VALUE! | #VALUE! | #VALUE! | #VALUE!
| Riverside_Palm_Springs_Solar | Riverside_Palm_Springs-SCADSNV | 0 | 0 | 0 | 0 | 0 | 0 | 0 | 0 | 0 | 0 | 0 | 1050 | 0 | 0 | 0 | 1050 | #VALUE! | #VALUE! | #VALUE! | #VALUE! | #VALUE! | #VALUE! | #VALUE! | #VALUE! | #VALUE! | #VALUE! | #VALUE! | #VALUE! | #VALUE! | #VALUE! | #VALUE! | #VALUE! | #VALUE! | #VALUE! | #VALUE! | #VALUE!
| Sacramento_River_Solar | Sacramento_River | 0 | 0 | 0 | 0 | 0 | 0 | 0 | 0 | 0 | 0 | 0 | 0 | 0 | 0 | 0 | 1866 | #VALUE! | #VALUE! | #VALUE! | #VALUE! | #VALUE! | #VALUE! | #VALUE! | #VALUE! | #VALUE! | #VALUE! | #VALUE! | #VALUE! | #VALUE! | #VALUE! | #VALUE! | #VALUE! | #VALUE! | #VALUE! | #VALUE! | #VALUE!
| Sacramento_River_Wind | N/A | 0 | 0 | 0 | 0 | 0 | 0 | 0 | 0 | 0 | 0 | 0 | 0 | 0 | 0 | 0 | 0 | #VALUE! | #VALUE! | #VALUE! | #VALUE! | #VALUE! | #VALUE! | #VALUE! | #VALUE! | #VALUE! | #VALUE! | #VALUE! | #VALUE! | #VALUE! | #VALUE! | #VALUE! | #VALUE! | #VALUE! | #VALUE! | #VALUE! | #VALUE!
| SCADSNV_Solar | SCADSNV | 0 | 0 | 0 | 0 | 0 | 0 | 0 | 0 | 0 | 0 | 0 | 2150 | 0 | 0 | 0 | 2150 | #VALUE! | #VALUE! | #VALUE! | #VALUE! | #VALUE! | #VALUE! | #VALUE! | #VALUE! | #VALUE! | #VALUE! | #VALUE! | #VALUE! | #VALUE! | #VALUE! | #VALUE! | #VALUE! | #VALUE! | #VALUE! | #VALUE! | #VALUE!
| SCADSNV_Wind | SCADSNV | 0 | 0 | 0 | 0 | 0 | 0 | 0 | 0 | 0 | 0 | 0 | 0 | 0 | 0 | 0 | 0 | #VALUE! | #VALUE! | #VALUE! | #VALUE! | #VALUE! | #VALUE! | #VALUE! | #VALUE! | #VALUE! | #VALUE! | #VALUE! | #VALUE! | #VALUE! | #VALUE! | #VALUE! | #VALUE! | #VALUE! | #VALUE! | #VALUE! | #VALUE!
| Solano_Solar | Sacramento_River-Solano | 0 | 0 | 0 | 0 | 0 | 0 | 0 | 0 | 0 | 0 | 0 | 0 | 0 | 0 | 0 | 700 | #VALUE! | #VALUE! | #VALUE! | #VALUE! | #VALUE! | #VALUE! | #VALUE! | #VALUE! | #VALUE! | #VALUE! | #VALUE! | #VALUE! | #VALUE! | #VALUE! | #VALUE! | #VALUE! | #VALUE! | #VALUE! | #VALUE! | #VALUE!
| Solano_subzone_Solar | Solano_subzone-Sacramento_River-Solano | 0 | 0 | 0 | 0 | 0 | 0 | 0 | 0 | 0 | 0 | 0 | 0 | 0 | 0 | 0 | 0 | #VALUE! | #VALUE! | #VALUE! | #VALUE! | #VALUE! | #VALUE! | #VALUE! | #VALUE! | #VALUE! | #VALUE! | #VALUE! | #VALUE! | #VALUE! | #VALUE! | #VALUE! | #VALUE! | #VALUE! | #VALUE! | #VALUE! | #VALUE!
| Solano_subzone_Wind | Solano_subzone-Sacramento_River-Solano | 0 | 0 | 0 | 0 | 0 | 0 | 0 | 0 | 0 | 0 | 0 | 0 | 0 | 0 | 0 | 0 | #VALUE! | #VALUE! | #VALUE! | #VALUE! | #VALUE! | #VALUE! | #VALUE! | #VALUE! | #VALUE! | #VALUE! | #VALUE! | #VALUE! | #VALUE! | #VALUE! | #VALUE! | #VALUE! | #VALUE! | #VALUE! | #VALUE! | #VALUE!
| Solano_Wind | Sacramento_River-Solano | 0 | 0 | 0 | 0 | 0 | 0 | 0 | 0 | 0 | 0 | 0 | 0 | 0 | 0 | 0 | 0 | #VALUE! | #VALUE! | #VALUE! | #VALUE! | #VALUE! | #VALUE! | #VALUE! | #VALUE! | #VALUE! | #VALUE! | #VALUE! | #VALUE! | #VALUE! | #VALUE! | #VALUE! | #VALUE! | #VALUE! | #VALUE! | #VALUE! | #VALUE!
| Southern_California_Desert_Ex_Solar | Southern_California_Desert_Ex | 0 | 0 | 0 | 0 | 0 | 0 | 0 | 0 | 0 | 0 | 0 | 0 | 0 | 0 | 0 | 0 | #VALUE! | #VALUE! | #VALUE! | #VALUE! | #VALUE! | #VALUE! | #VALUE! | #VALUE! | #VALUE! | #VALUE! | #VALUE! | #VALUE! | #VALUE! | #VALUE! | #VALUE! | #VALUE! | #VALUE! | #VALUE! | #VALUE! | #VALUE!
| Southern_California_Desert_Ex_Wind | Southern_California_Desert_Ex | 0 | 0 | 0 | 0 | 0 | 0 | 0 | 0 | 0 | 0 | 0 | 0 | 0 | 0 | 0 | 0 | #VALUE! | #VALUE! | #VALUE! | #VALUE! | #VALUE! | #VALUE! | #VALUE! | #VALUE! | #VALUE! | #VALUE! | #VALUE! | #VALUE! | #VALUE! | #VALUE! | #VALUE! | #VALUE! | #VALUE! | #VALUE! | #VALUE! | #VALUE!
| Southern_Nevada_Solar | GLW_VEA-SCADSNV | 0 | 0 | 0 | 0 | 0 | 0 | 0 | 0 | 0 | 0 | 0 | 0 | 0 | 0 | 0 | 0 | #VALUE! | #VALUE! | #VALUE! | #VALUE! | #VALUE! | #VALUE! | #VALUE! | #VALUE! | #VALUE! | #VALUE! | #VALUE! | #VALUE! | #VALUE! | #VALUE! | #VALUE! | #VALUE! | #VALUE! | #VALUE! | #VALUE! | #VALUE!
| Southern_Nevada_Wind | GLW_VEA-SCADSNV | 0 | 0 | 0 | 0 | 0 | 0 | 0 | 0 | 0 | 0 | 0 | 0 | 0 | 0 | 0 | 0 | #VALUE! | #VALUE! | #VALUE! | #VALUE! | #VALUE! | #VALUE! | #VALUE! | #VALUE! | #VALUE! | #VALUE! | #VALUE! | #VALUE! | #VALUE! | #VALUE! | #VALUE! | #VALUE! | #VALUE! | #VALUE! | #VALUE! | #VALUE!
| SW_Ext_Tx_Wind | Riverside_Palm_Springs-SCADSNV | 0 | 0 | 0 | 0 | 0 | 0 | 0 | 0 | 0 | 0 | 0 | 0 | 0 | 0 | 0 | 0 | #VALUE! | #VALUE! | #VALUE! | #VALUE! | #VALUE! | #VALUE! | #VALUE! | #VALUE! | #VALUE! | #VALUE! | #VALUE! | #VALUE! | #VALUE! | #VALUE! | #VALUE! | #VALUE! | #VALUE! | #VALUE! | #VALUE! | #VALUE!
| Tehachapi_Solar | Tehachapi | 0 | 0 | 0 | 0 | 0 | 0 | 0 | 0 | 0 | 0 | 0 | 399 | 0 | 0 | 0 | 399 | #VALUE! | #VALUE! | #VALUE! | #VALUE! | #VALUE! | #VALUE! | #VALUE! | #VALUE! | #VALUE! | #VALUE! | #VALUE! | #VALUE! | #VALUE! | #VALUE! | #VALUE! | #VALUE! | #VALUE! | #VALUE! | #VALUE! | #VALUE!
| Tehachapi_Ex_Solar | Tehachapi_Ex | 0 | 0 | 0 | 0 | 0 | 0 | 0 | 0 | 0 | 0 | 0 | 0 | 0 | 0 | 0 | 0 | #VALUE! | #VALUE! | #VALUE! | #VALUE! | #VALUE! | #VALUE! | #VALUE! | #VALUE! | #VALUE! | #VALUE! | #VALUE! | #VALUE! | #VALUE! | #VALUE! | #VALUE! | #VALUE! | #VALUE! | #VALUE! | #VALUE! | #VALUE!
| Tehachapi_Wind | Tehachapi | 0 | 0 | 0 | 0 | 0 | 0 | 0 | 0 | 0 | 0 | 0 | 0 | 0 | 0 | 0 | 0 | #VALUE! | #VALUE! | #VALUE! | #VALUE! | #VALUE! | #VALUE! | #VALUE! | #VALUE! | #VALUE! | #VALUE! | #VALUE! | #VALUE! | #VALUE! | #VALUE! | #VALUE! | #VALUE! | #VALUE! | #VALUE! | #VALUE! | #VALUE!
| Westlands_Ex_Solar | Westlands_Ex | 0 | 0 | 0 | 0 | 0 | 0 | 0 | 0 | 0 | 0 | 0 | 0 | 0 | 0 | 0 | 0 | #VALUE! | #VALUE! | #VALUE! | #VALUE! | #VALUE! | #VALUE! | #VALUE! | #VALUE! | #VALUE! | #VALUE! | #VALUE! | #VALUE! | #VALUE! | #VALUE! | #VALUE! | #VALUE! | #VALUE! | #VALUE! | #VALUE! | #VALUE!
| Westlands_Ex_Wind | N/A | 0 | 0 | 0 | 0 | 0 | 0 | 0 | 0 | 0 | 0 | 0 | 0 | 0 | 0 | 0 | 0 | #VALUE! | #VALUE! | #VALUE! | #VALUE! | #VALUE! | #VALUE! | #VALUE! | #VALUE! | #VALUE! | #VALUE! | #VALUE! | #VALUE! | #VALUE! | #VALUE! | #VALUE! | #VALUE! | #VALUE! | #VALUE! | #VALUE! | #VALUE!
| Westlands_Solar | Central_Valley_North_Los_Banos-SPGE | 0 | 0 | 0 | 0 | 0 | 0 | 0 | 0 | 0 | 0 | 0 | 0 | 0 | 0 | 0 | 0 | #VALUE! | #VALUE! | #VALUE! | #VALUE! | #VALUE! | #VALUE! | #VALUE! | #VALUE! | #VALUE! | #VALUE! | #VALUE! | #VALUE! | #VALUE! | #VALUE! | #VALUE! | #VALUE! | #VALUE! | #VALUE! | #VALUE! | #VALUE!
| Cape_Mendocino_Offshore_Wind | N/A | 0 | 0 | 0 | 0 | 0 | 0 | 0 | 0 | 0 | 0 | 0 | 0 | 0 | 0 | 0 | 0 | #VALUE! | #VALUE! | #VALUE! | #VALUE! | #VALUE! | #VALUE! | #VALUE! | #VALUE! | #VALUE! | #VALUE! | #VALUE! | #VALUE! | #VALUE! | #VALUE! | #VALUE! | #VALUE! | #VALUE! | #VALUE! | #VALUE! | #VALUE!
| Del_Norte_Offshore_Wind | N/A | 0 | 0 | 0 | 0 | 0 | 0 | 0 | 0 | 0 | 0 | 0 | 0 | 0 | 0 | 0 | 0 | #VALUE! | #VALUE! | #VALUE! | #VALUE! | #VALUE! | #VALUE! | #VALUE! | #VALUE! | #VALUE! | #VALUE! | #VALUE! | #VALUE! | #VALUE! | #VALUE! | #VALUE! | #VALUE! | #VALUE! | #VALUE! | #VALUE! | #VALUE!
| Diablo_Canyon_Offshore_Wind_Ext_Tx | N/A | [5 empty] | 0 | 0 | 0 | 0 | 0 | 0 | 0 | 0 | 0 | 0 | 0 | #VALUE! | #VALUE! | #VALUE! | #VALUE! | #VALUE! | #VALUE! | #VALUE! | #VALUE! | #VALUE! | #VALUE! | #VALUE! | #VALUE! | #VALUE! | #VALUE! | #VALUE! | #VALUE! | #VALUE! | #VALUE! | #VALUE! | #VALUE!
| Diablo_Canyon_Offshore_Wind | N/A | 0 | 0 | 0 | 0 | 0 | 0 | 0 | 0 | 0 | 0 | 0 | 0 | 0 | 0 | 0 | 0 | #VALUE! | #VALUE! | #VALUE! | #VALUE! | #VALUE! | #VALUE! | #VALUE! | #VALUE! | #VALUE! | #VALUE! | #VALUE! | #VALUE! | #VALUE! | #VALUE! | #VALUE! | #VALUE! | #VALUE! | #VALUE! | #VALUE! | #VALUE!
| Humboldt_Bay_Offshore_Wind | N/A | 0 | 0 | 0 | 0 | 0 | 0 | 0 | 0 | 0 | 0 | 0 | 0 | 0 | 0 | 0 | 0 | #VALUE! | #VALUE! | #VALUE! | #VALUE! | #VALUE! | #VALUE! | #VALUE! | #VALUE! | #VALUE! | #VALUE! | #VALUE! | #VALUE! | #VALUE! | #VALUE! | #VALUE! | #VALUE! | #VALUE! | #VALUE! | #VALUE! | #VALUE!
| Morro_Bay_Offshore_Wind | N/A | 0 | 0 | 0 | 0 | 0 | 0 | 0 | 0 | 0 | 0 | 0 | 0 | 0 | 0 | 0 | 0 | #VALUE! | #VALUE! | #VALUE! | #VALUE! | #VALUE! | #VALUE! | #VALUE! | #VALUE! | #VALUE! | #VALUE! | #VALUE! | #VALUE! | #VALUE! | #VALUE! | #VALUE! | #VALUE! | #VALUE! | #VALUE! | #VALUE! | #VALUE!
| Utah_Solar | N/A | 0 | 0 | 0 | 0 | 0 | 0 | 0 | 0 | 0 | 0 | 0 | 0 | 0 | 0 | 0 | 0 | #VALUE! | #VALUE! | #VALUE! | #VALUE! | #VALUE! | #VALUE! | #VALUE! | #VALUE! | #VALUE! | #VALUE! | #VALUE! | #VALUE! | #VALUE! | #VALUE! | #VALUE! | #VALUE! | #VALUE! | #VALUE! | #VALUE! | #VALUE!
| Arizona_Solar | N/A | 0 | 0 | 0 | 0 | 0 | 0 | 0 | 0 | 0 | 0 | 0 | 0 | 0 | 0 | 0 | 0 | #VALUE! | #VALUE! | #VALUE! | #VALUE! | #VALUE! | #VALUE! | #VALUE! | #VALUE! | #VALUE! | #VALUE! | #VALUE! | #VALUE! | #VALUE! | #VALUE! | #VALUE! | #VALUE! | #VALUE! | #VALUE! | #VALUE! | #VALUE!
| New_Mexico_Solar | N/A | 0 | 0 | 0 | 0 | 0 | 0 | 0 | 0 | 0 | 0 | 0 | 0 | 0 | 0 | 0 | 0 | #VALUE! | #VALUE! | #VALUE! | #VALUE! | #VALUE! | #VALUE! | #VALUE! | #VALUE! | #VALUE! | #VALUE! | #VALUE! | #VALUE! | #VALUE! | #VALUE! | #VALUE! | #VALUE! | #VALUE! | #VALUE! | #VALUE! | #VALUE!
| Baja_California_Solar | N/A | 0 | 0 | 0 | 0 | 0 | 0 | 0 | 0 | 0 | 0 | 0 | 0 | 0 | 0 | 0 | 0 | #VALUE! | #VALUE! | #VALUE! | #VALUE! | #VALUE! | #VALUE! | #VALUE! | #VALUE! | #VALUE! | #VALUE! | #VALUE! | #VALUE! | #VALUE! | #VALUE! | #VALUE! | #VALUE! | #VALUE! | #VALUE! | #VALUE! | #VALUE!
| Baja_California_Wind | SCADSNV-Greater_Imperial | 0 | 0 | 0 | 0 | 0 | 0 | 0 | 0 | 0 | 0 | 0 | 0 | 0 | 0 | 0 | 0 | #VALUE! | #VALUE! | #VALUE! | #VALUE! | #VALUE! | #VALUE! | #VALUE! | #VALUE! | #VALUE! | #VALUE! | #VALUE! | #VALUE! | #VALUE! | #VALUE! | #VALUE! | #VALUE! | #VALUE! | #VALUE! | #VALUE! | #VALUE!
| Pacific_Northwest_Wind | N/A | 0 | 0 | 0 | 0 | 0 | 0 | 0 | 0 | 0 | 0 | 0 | 0 | 0 | 0 | 0 | 0 | #VALUE! | #VALUE! | #VALUE! | #VALUE! | #VALUE! | #VALUE! | #VALUE! | #VALUE! | #VALUE! | #VALUE! | #VALUE! | #VALUE! | #VALUE! | #VALUE! | #VALUE! | #VALUE! | #VALUE! | #VALUE! | #VALUE! | #VALUE!
| Idaho_Wind | N/A | 0 | 0 | 0 | 0 | 0 | 0 | 0 | 0 | 0 | 0 | 0 | 0 | 0 | 0 | 0 | 0 | #VALUE! | #VALUE! | #VALUE! | #VALUE! | #VALUE! | #VALUE! | #VALUE! | #VALUE! | #VALUE! | #VALUE! | #VALUE! | #VALUE! | #VALUE! | #VALUE! | #VALUE! | #VALUE! | #VALUE! | #VALUE! | #VALUE! | #VALUE!
| Utah_Wind | N/A | 0 | 0 | 0 | 0 | 0 | 0 | 0 | 0 | 0 | 0 | 0 | 0 | 0 | 0 | 0 | 0 | #VALUE! | #VALUE! | #VALUE! | #VALUE! | #VALUE! | #VALUE! | #VALUE! | #VALUE! | #VALUE! | #VALUE! | #VALUE! | #VALUE! | #VALUE! | #VALUE! | #VALUE! | #VALUE! | #VALUE! | #VALUE! | #VALUE! | #VALUE!
| Wyoming_Wind | SCADSNV-Mountain_Pass_El_Dorado | 0 | 0 | 0 | 0 | 0 | 0 | 0 | 0 | 0 | 0 | 0 | 0 | 0 | 0 | 0 | 0 | #VALUE! | #VALUE! | #VALUE! | #VALUE! | #VALUE! | #VALUE! | #VALUE! | #VALUE! | #VALUE! | #VALUE! | #VALUE! | #VALUE! | #VALUE! | #VALUE! | #VALUE! | #VALUE! | #VALUE! | #VALUE! | #VALUE! | #VALUE!
| Arizona_Wind | N/A | 0 | 0 | 0 | 0 | 0 | 0 | 0 | 0 | 0 | 0 | 0 | 0 | 0 | 0 | 0 | 0 | #VALUE! | #VALUE! | #VALUE! | #VALUE! | #VALUE! | #VALUE! | #VALUE! | #VALUE! | #VALUE! | #VALUE! | #VALUE! | #VALUE! | #VALUE! | #VALUE! | #VALUE! | #VALUE! | #VALUE! | #VALUE! | #VALUE! | #VALUE!
| New_Mexico_Wind | Riverside_Palm_Springs-SCADSNV | 0 | 0 | 0 | 0 | 0 | 0 | 0 | 0 | 0 | 0 | 0 | 0 | 0 | 0 | 0 | 1500 | #VALUE! | #VALUE! | #VALUE! | #VALUE! | #VALUE! | #VALUE! | #VALUE! | #VALUE! | #VALUE! | #VALUE! | #VALUE! | #VALUE! | #VALUE! | #VALUE! | #VALUE! | #VALUE! | #VALUE! | #VALUE! | #VALUE! | #VALUE!
| In-State |  | 0 | 0 | 0 | 0 | 0 | 0 | 34 | 34 | 34 | 34 | 0 | 6233 | 0 | 0 | 0 | 8799 | #VALUE! | #VALUE! | #VALUE! | #VALUE! | #VALUE! | #VALUE! | #VALUE! | #VALUE! | #VALUE! | #VALUE! | #VALUE! | #VALUE! | #VALUE! | #VALUE! | #VALUE! | #VALUE! | #VALUE! | #VALUE! | #VALUE! | #VALUE!
| Out-Of-State |  | 0 | 0 | 0 | 0 | 0 | 0 | 0 | 0 | 0 | 0 | 0 | 0 | 0 | 0 | 0 | 1500 | #VALUE! | #VALUE! | #VALUE! | #VALUE! | #VALUE! | #VALUE! | #VALUE! | #VALUE! | #VALUE! | #VALUE! | #VALUE! | #VALUE! | #VALUE! | #VALUE! | #VALUE! | #VALUE! | #VALUE! | #VALUE! | #VALUE! | #VALUE!
Note: Resources with #N/A as transmission zone were not made available to the model for this scenario
Selected Fully Deliverable Resources on Existing Transmission
Transmission Threshold by Zone - FCDS build beyond threshold requires new Tx at addtl. cost
| Tx Zone | Unit | 2015 | 2016 | 2017 | 2018 | 2019 | 2020 | 2021 | 2022 | 2023 | 2024 | 2025 | 2026 | 2027 | 2028 | 2029 | 2030 | 2031 | 2032 | 2033 | 2034 | 2035 | 2036 | 2037 | 2038 | 2039 | 2040 | 2041 | 2042 | 2043 | 2044 | 2045 | 2046 | 2047 | 2048 | 2049 | 2050
| Greater_Kramer | MW | 0 | 0 | 0 | 0 | 0 | 597 | 597 | 597 | 597 | 597 | 0 | 597 | 0 | 0 | 0 | 597 | #VALUE! | #VALUE! | #VALUE! | #VALUE! | #VALUE! | #VALUE! | #VALUE! | #VALUE! | #VALUE! | #VALUE! | #VALUE! | #VALUE! | #VALUE! | #VALUE! | #VALUE! | #VALUE! | #VALUE! | #VALUE! | #VALUE! | #VALUE!
| Inyokern_North_Kramer | MW | 0 | 0 | 0 | 0 | 0 | 97 | 97 | 97 | 97 | 97 | 0 | 97 | 0 | 0 | 0 | 97 | #VALUE! | #VALUE! | #VALUE! | #VALUE! | #VALUE! | #VALUE! | #VALUE! | #VALUE! | #VALUE! | #VALUE! | #VALUE! | #VALUE! | #VALUE! | #VALUE! | #VALUE! | #VALUE! | #VALUE! | #VALUE! | #VALUE! | #VALUE!
| North_Victor | MW | 0 | 0 | 0 | 0 | 0 | 300 | 300 | 300 | 300 | 300 | 0 | 300 | 0 | 0 | 0 | 300 | #VALUE! | #VALUE! | #VALUE! | #VALUE! | #VALUE! | #VALUE! | #VALUE! | #VALUE! | #VALUE! | #VALUE! | #VALUE! | #VALUE! | #VALUE! | #VALUE! | #VALUE! | #VALUE! | #VALUE! | #VALUE! | #VALUE! | #VALUE!
| Humboldt | MW | 0 | 0 | 0 | 0 | 0 | 0 | 0 | 0 | 0 | 0 | 0 | 0 | 0 | 0 | 0 | 0 | #VALUE! | #VALUE! | #VALUE! | #VALUE! | #VALUE! | #VALUE! | #VALUE! | #VALUE! | #VALUE! | #VALUE! | #VALUE! | #VALUE! | #VALUE! | #VALUE! | #VALUE! | #VALUE! | #VALUE! | #VALUE! | #VALUE! | #VALUE!
| Sacramento_River | MW | 0 | 0 | 0 | 0 | 0 | 1995.02 | 1995.02 | 1995.02 | 1995.02 | 1995.02 | 0 | 1995.02 | 0 | 0 | 0 | 1995.02 | #VALUE! | #VALUE! | #VALUE! | #VALUE! | #VALUE! | #VALUE! | #VALUE! | #VALUE! | #VALUE! | #VALUE! | #VALUE! | #VALUE! | #VALUE! | #VALUE! | #VALUE! | #VALUE! | #VALUE! | #VALUE! | #VALUE! | #VALUE!
| Solano | MW | 0 | 0 | 0 | 0 | 0 | 599 | 599 | 599 | 599 | 599 | 0 | 599 | 0 | 0 | 0 | 599 | #VALUE! | #VALUE! | #VALUE! | #VALUE! | #VALUE! | #VALUE! | #VALUE! | #VALUE! | #VALUE! | #VALUE! | #VALUE! | #VALUE! | #VALUE! | #VALUE! | #VALUE! | #VALUE! | #VALUE! | #VALUE! | #VALUE! | #VALUE!
| Solano_subzone | MW | 0 | 0 | 0 | 0 | 0 | 0 | 0 | 0 | 0 | 0 | 0 | 0 | 0 | 0 | 0 | 0 | #VALUE! | #VALUE! | #VALUE! | #VALUE! | #VALUE! | #VALUE! | #VALUE! | #VALUE! | #VALUE! | #VALUE! | #VALUE! | #VALUE! | #VALUE! | #VALUE! | #VALUE! | #VALUE! | #VALUE! | #VALUE! | #VALUE! | #VALUE!
| Mountain_Pass_El_Dorado | MW | 0 | 0 | 0 | 0 | 0 | 250 | 250 | 250 | 250 | 250 | 0 | 250 | 0 | 0 | 0 | 250 | #VALUE! | #VALUE! | #VALUE! | #VALUE! | #VALUE! | #VALUE! | #VALUE! | #VALUE! | #VALUE! | #VALUE! | #VALUE! | #VALUE! | #VALUE! | #VALUE! | #VALUE! | #VALUE! | #VALUE! | #VALUE! | #VALUE! | #VALUE!
| GLW_VEA | MW | 0 | 0 | 0 | 0 | 0 | 596 | 596 | 596 | 596 | 596 | 0 | 596 | 0 | 0 | 0 | 596 | #VALUE! | #VALUE! | #VALUE! | #VALUE! | #VALUE! | #VALUE! | #VALUE! | #VALUE! | #VALUE! | #VALUE! | #VALUE! | #VALUE! | #VALUE! | #VALUE! | #VALUE! | #VALUE! | #VALUE! | #VALUE! | #VALUE! | #VALUE!
| Greater_Imperial | MW | 0 | 0 | 0 | 0 | 0 | 919.08 | 919.08 | 919.08 | 919.08 | 919.08 | 0 | 919.08 | 0 | 0 | 0 | 919.08 | #VALUE! | #VALUE! | #VALUE! | #VALUE! | #VALUE! | #VALUE! | #VALUE! | #VALUE! | #VALUE! | #VALUE! | #VALUE! | #VALUE! | #VALUE! | #VALUE! | #VALUE! | #VALUE! | #VALUE! | #VALUE! | #VALUE! | #VALUE!
| Riverside_Palm_Springs | MW | 0 | 0 | 0 | 0 | 0 | 2665 | 2665 | 2665 | 2665 | 2665 | 0 | 2665 | 0 | 0 | 0 | 2665 | #VALUE! | #VALUE! | #VALUE! | #VALUE! | #VALUE! | #VALUE! | #VALUE! | #VALUE! | #VALUE! | #VALUE! | #VALUE! | #VALUE! | #VALUE! | #VALUE! | #VALUE! | #VALUE! | #VALUE! | #VALUE! | #VALUE! | #VALUE!
| SCADSNV | MW | 0 | 0 | 0 | 0 | 0 | 2434.08 | 2434.08 | 2434.08 | 2434.08 | 2434.08 | 0 | 2434.08 | 0 | 0 | 0 | 2434.08 | #VALUE! | #VALUE! | #VALUE! | #VALUE! | #VALUE! | #VALUE! | #VALUE! | #VALUE! | #VALUE! | #VALUE! | #VALUE! | #VALUE! | #VALUE! | #VALUE! | #VALUE! | #VALUE! | #VALUE! | #VALUE! | #VALUE! | #VALUE!
| Kern_Greater_Carrizo | MW | 0 | 0 | 0 | 0 | 0 | 784 | 784 | 784 | 784 | 784 | 0 | 784 | 0 | 0 | 0 | 784 | #VALUE! | #VALUE! | #VALUE! | #VALUE! | #VALUE! | #VALUE! | #VALUE! | #VALUE! | #VALUE! | #VALUE! | #VALUE! | #VALUE! | #VALUE! | #VALUE! | #VALUE! | #VALUE! | #VALUE! | #VALUE! | #VALUE! | #VALUE!
| Carrizo | MW | 0 | 0 | 0 | 0 | 0 | 187 | 187 | 187 | 187 | 187 | 0 | 187 | 0 | 0 | 0 | 187 | #VALUE! | #VALUE! | #VALUE! | #VALUE! | #VALUE! | #VALUE! | #VALUE! | #VALUE! | #VALUE! | #VALUE! | #VALUE! | #VALUE! | #VALUE! | #VALUE! | #VALUE! | #VALUE! | #VALUE! | #VALUE! | #VALUE! | #VALUE!
| Central_Valley_North_Los_Banos | MW | 0 | 0 | 0 | 0 | 0 | 790.94 | 790.94 | 790.94 | 790.94 | 790.94 | 0 | 790.94 | 0 | 0 | 0 | 790.94 | #VALUE! | #VALUE! | #VALUE! | #VALUE! | #VALUE! | #VALUE! | #VALUE! | #VALUE! | #VALUE! | #VALUE! | #VALUE! | #VALUE! | #VALUE! | #VALUE! | #VALUE! | #VALUE! | #VALUE! | #VALUE! | #VALUE! | #VALUE!
| SPGE | MW | 0 | 0 | 0 | 0 | 0 | 674.94 | 674.94 | 674.94 | 674.94 | 674.94 | 0 | 674.94 | 0 | 0 | 0 | 674.94 | #VALUE! | #VALUE! | #VALUE! | #VALUE! | #VALUE! | #VALUE! | #VALUE! | #VALUE! | #VALUE! | #VALUE! | #VALUE! | #VALUE! | #VALUE! | #VALUE! | #VALUE! | #VALUE! | #VALUE! | #VALUE! | #VALUE! | #VALUE!
| Tehachapi | MW | 0 | 0 | 0 | 0 | 0 | 3677 | 3677 | 3677 | 3677 | 3677 | 0 | 3677 | 0 | 0 | 0 | 3677 | #VALUE! | #VALUE! | #VALUE! | #VALUE! | #VALUE! | #VALUE! | #VALUE! | #VALUE! | #VALUE! | #VALUE! | #VALUE! | #VALUE! | #VALUE! | #VALUE! | #VALUE! | #VALUE! | #VALUE! | #VALUE! | #VALUE! | #VALUE!
| Northern_California_Ex | MW | 0 | 0 | 0 | 0 | 0 | 865.9 | 865.9 | 865.9 | 865.9 | 865.9 | 0 | 865.9 | 0 | 0 | 0 | 865.9 | #VALUE! | #VALUE! | #VALUE! | #VALUE! | #VALUE! | #VALUE! | #VALUE! | #VALUE! | #VALUE! | #VALUE! | #VALUE! | #VALUE! | #VALUE! | #VALUE! | #VALUE! | #VALUE! | #VALUE! | #VALUE! | #VALUE! | #VALUE!
| Westlands_Ex | MW | 0 | 0 | 0 | 0 | 0 | 1778.57 | 1778.57 | 1778.57 | 1778.57 | 1778.57 | 0 | 1778.57 | 0 | 0 | 0 | 1778.57 | #VALUE! | #VALUE! | #VALUE! | #VALUE! | #VALUE! | #VALUE! | #VALUE! | #VALUE! | #VALUE! | #VALUE! | #VALUE! | #VALUE! | #VALUE! | #VALUE! | #VALUE! | #VALUE! | #VALUE! | #VALUE! | #VALUE! | #VALUE!
| Tehachapi_Ex | MW | 0 | 0 | 0 | 0 | 0 | 1870 | 1870 | 1870 | 1870 | 1870 | 0 | 1870 | 0 | 0 | 0 | 1870 | #VALUE! | #VALUE! | #VALUE! | #VALUE! | #VALUE! | #VALUE! | #VALUE! | #VALUE! | #VALUE! | #VALUE! | #VALUE! | #VALUE! | #VALUE! | #VALUE! | #VALUE! | #VALUE! | #VALUE! | #VALUE! | #VALUE! | #VALUE!
| Kramer_Inyokern_Ex | MW | 0 | 0 | 0 | 0 | 0 | 860.4 | 860.4 | 860.4 | 860.4 | 860.4 | 0 | 860.4 | 0 | 0 | 0 | 860.4 | #VALUE! | #VALUE! | #VALUE! | #VALUE! | #VALUE! | #VALUE! | #VALUE! | #VALUE! | #VALUE! | #VALUE! | #VALUE! | #VALUE! | #VALUE! | #VALUE! | #VALUE! | #VALUE! | #VALUE! | #VALUE! | #VALUE! | #VALUE!
| Southern_California_Desert_Ex | MW | 0 | 0 | 0 | 0 | 0 | 862 | 862 | 862 | 862 | 862 | 0 | 862 | 0 | 0 | 0 | 862 | #VALUE! | #VALUE! | #VALUE! | #VALUE! | #VALUE! | #VALUE! | #VALUE! | #VALUE! | #VALUE! | #VALUE! | #VALUE! | #VALUE! | #VALUE! | #VALUE! | #VALUE! | #VALUE! | #VALUE! | #VALUE! | #VALUE! | #VALUE!
| OffshoreWind_UnknownCost | MW | 0 | 0 | 0 | 0 | 0 | 0 | 0 | 0 | 0 | 0 | 0 | 0 | 0 | 0 | 0 | 0 | #VALUE! | #VALUE! | #VALUE! | #VALUE! | #VALUE! | #VALUE! | #VALUE! | #VALUE! | #VALUE! | #VALUE! | #VALUE! | #VALUE! | #VALUE! | #VALUE! | #VALUE! | #VALUE! | #VALUE! | #VALUE! | #VALUE! | #VALUE!
| None | MW | 0 | 0 | 0 | 0 | 0 | 0 | 0 | 0 | 0 | 0 | 0 | 0 | 0 | 0 | 0 | 0 | #VALUE! | #VALUE! | #VALUE! | #VALUE! | #VALUE! | #VALUE! | #VALUE! | #VALUE! | #VALUE! | #VALUE! | #VALUE! | #VALUE! | #VALUE! | #VALUE! | #VALUE! | #VALUE! | #VALUE! | #VALUE! | #VALUE! | #VALUE!
FCDS Build by Tx Zone
| Tx Zone | Unit | 2015 | 2016 | 2017 | 2018 | 2019 | 2020 | 2021 | 2022 | 2023 | 2024 | 2025 | 2026 | 2027 | 2028 | 2029 | 2030 | 2031 | 2032 | 2033 | 2034 | 2035 | 2036 | 2037 | 2038 | 2039 | 2040 | 2041 | 2042 | 2043 | 2044 | 2045 | 2046 | 2047 | 2048 | 2049 | 2050
| Greater_Kramer | MW | 0 | 0 | 0 | 0 | 0 | 0 | 0 | 303.46 | 397 | 397 | 0 | 397 | 0 | 0 | 0 | 397 | #VALUE! | #VALUE! | #VALUE! | #VALUE! | #VALUE! | #VALUE! | #VALUE! | #VALUE! | #VALUE! | #VALUE! | #VALUE! | #VALUE! | #VALUE! | #VALUE! | #VALUE! | #VALUE! | #VALUE! | #VALUE! | #VALUE! | #VALUE!
| Inyokern_North_Kramer | MW | 0 | 0 | 0 | 0 | 0 | 0 | 0 | 71.17 | 97 | 97 | 0 | 97 | 0 | 0 | 0 | 97 | #VALUE! | #VALUE! | #VALUE! | #VALUE! | #VALUE! | #VALUE! | #VALUE! | #VALUE! | #VALUE! | #VALUE! | #VALUE! | #VALUE! | #VALUE! | #VALUE! | #VALUE! | #VALUE! | #VALUE! | #VALUE! | #VALUE! | #VALUE!
| North_Victor | MW | 0 | 0 | 0 | 0 | 0 | 0 | 0 | 232.29 | 300 | 300 | 0 | 300 | 0 | 0 | 0 | 300 | #VALUE! | #VALUE! | #VALUE! | #VALUE! | #VALUE! | #VALUE! | #VALUE! | #VALUE! | #VALUE! | #VALUE! | #VALUE! | #VALUE! | #VALUE! | #VALUE! | #VALUE! | #VALUE! | #VALUE! | #VALUE! | #VALUE! | #VALUE!
| Humboldt | MW | 0 | 0 | 0 | 0 | 0 | 0 | 0 | 0 | 0 | 0 | 0 | 0 | 0 | 0 | 0 | 0 | #VALUE! | #VALUE! | #VALUE! | #VALUE! | #VALUE! | #VALUE! | #VALUE! | #VALUE! | #VALUE! | #VALUE! | #VALUE! | #VALUE! | #VALUE! | #VALUE! | #VALUE! | #VALUE! | #VALUE! | #VALUE! | #VALUE! | #VALUE!
| Sacramento_River | MW | 0 | 0 | 0 | 0 | 0 | 0 | 0 | 572.27 | 572.27 | 572.27 | 0 | 629.27 | 0 | 0 | 0 | 1995.02 | #VALUE! | #VALUE! | #VALUE! | #VALUE! | #VALUE! | #VALUE! | #VALUE! | #VALUE! | #VALUE! | #VALUE! | #VALUE! | #VALUE! | #VALUE! | #VALUE! | #VALUE! | #VALUE! | #VALUE! | #VALUE! | #VALUE! | #VALUE!
| Solano | MW | 0 | 0 | 0 | 0 | 0 | 0 | 0 | 542 | 542 | 542 | 0 | 599 | 0 | 0 | 0 | 599 | #VALUE! | #VALUE! | #VALUE! | #VALUE! | #VALUE! | #VALUE! | #VALUE! | #VALUE! | #VALUE! | #VALUE! | #VALUE! | #VALUE! | #VALUE! | #VALUE! | #VALUE! | #VALUE! | #VALUE! | #VALUE! | #VALUE! | #VALUE!
| Solano_subzone | MW | 0 | 0 | 0 | 0 | 0 | 0 | 0 | 0 | 0 | 0 | 0 | 0 | 0 | 0 | 0 | 0 | #VALUE! | #VALUE! | #VALUE! | #VALUE! | #VALUE! | #VALUE! | #VALUE! | #VALUE! | #VALUE! | #VALUE! | #VALUE! | #VALUE! | #VALUE! | #VALUE! | #VALUE! | #VALUE! | #VALUE! | #VALUE! | #VALUE! | #VALUE!
| Mountain_Pass_El_Dorado | MW | 0 | 0 | 0 | 0 | 0 | 0 | 0 | 0 | 0 | 0 | 0 | 0 | 0 | 0 | 0 | 0 | #VALUE! | #VALUE! | #VALUE! | #VALUE! | #VALUE! | #VALUE! | #VALUE! | #VALUE! | #VALUE! | #VALUE! | #VALUE! | #VALUE! | #VALUE! | #VALUE! | #VALUE! | #VALUE! | #VALUE! | #VALUE! | #VALUE! | #VALUE!
| GLW_VEA | MW | 0 | 0 | 0 | 0 | 0 | 0 | 0 | 442.03 | 442.03 | 442.03 | 0 | 442.03 | 0 | 0 | 0 | 442.03 | #VALUE! | #VALUE! | #VALUE! | #VALUE! | #VALUE! | #VALUE! | #VALUE! | #VALUE! | #VALUE! | #VALUE! | #VALUE! | #VALUE! | #VALUE! | #VALUE! | #VALUE! | #VALUE! | #VALUE! | #VALUE! | #VALUE! | #VALUE!
| Greater_Imperial | MW | 0 | 0 | 0 | 0 | 0 | 0 | 0 | 0 | 266.49 | 866.49 | 0 | 866.49 | 0 | 0 | 0 | 866.49 | #VALUE! | #VALUE! | #VALUE! | #VALUE! | #VALUE! | #VALUE! | #VALUE! | #VALUE! | #VALUE! | #VALUE! | #VALUE! | #VALUE! | #VALUE! | #VALUE! | #VALUE! | #VALUE! | #VALUE! | #VALUE! | #VALUE! | #VALUE!
| Riverside_Palm_Springs | MW | 0 | 0 | 0 | 0 | 0 | 0 | 0 | 0 | 1125.56 | 1125.56 | 0 | 1125.56 | 0 | 0 | 0 | 1125.56 | #VALUE! | #VALUE! | #VALUE! | #VALUE! | #VALUE! | #VALUE! | #VALUE! | #VALUE! | #VALUE! | #VALUE! | #VALUE! | #VALUE! | #VALUE! | #VALUE! | #VALUE! | #VALUE! | #VALUE! | #VALUE! | #VALUE! | #VALUE!
| SCADSNV | MW | 0 | 0 | 0 | 0 | 0 | 0 | 0 | 442.03 | 1834.08 | 2434.08 | 0 | 2434.08 | 0 | 0 | 0 | 2434.08 | #VALUE! | #VALUE! | #VALUE! | #VALUE! | #VALUE! | #VALUE! | #VALUE! | #VALUE! | #VALUE! | #VALUE! | #VALUE! | #VALUE! | #VALUE! | #VALUE! | #VALUE! | #VALUE! | #VALUE! | #VALUE! | #VALUE! | #VALUE!
| Kern_Greater_Carrizo | MW | 0 | 0 | 0 | 0 | 0 | 0 | 0 | 60 | 247 | 405.24 | 0 | 505.24 | 0 | 0 | 0 | 784 | #VALUE! | #VALUE! | #VALUE! | #VALUE! | #VALUE! | #VALUE! | #VALUE! | #VALUE! | #VALUE! | #VALUE! | #VALUE! | #VALUE! | #VALUE! | #VALUE! | #VALUE! | #VALUE! | #VALUE! | #VALUE! | #VALUE! | #VALUE!
| Carrizo | MW | 0 | 0 | 0 | 0 | 0 | 0 | 0 | 0 | 187 | 187 | 0 | 187 | 0 | 0 | 0 | 187 | #VALUE! | #VALUE! | #VALUE! | #VALUE! | #VALUE! | #VALUE! | #VALUE! | #VALUE! | #VALUE! | #VALUE! | #VALUE! | #VALUE! | #VALUE! | #VALUE! | #VALUE! | #VALUE! | #VALUE! | #VALUE! | #VALUE! | #VALUE!
| Central_Valley_North_Los_Banos | MW | 0 | 0 | 0 | 0 | 0 | 0 | 0 | 173 | 173 | 269.7 | 0 | 396.94 | 0 | 0 | 0 | 790.94 | #VALUE! | #VALUE! | #VALUE! | #VALUE! | #VALUE! | #VALUE! | #VALUE! | #VALUE! | #VALUE! | #VALUE! | #VALUE! | #VALUE! | #VALUE! | #VALUE! | #VALUE! | #VALUE! | #VALUE! | #VALUE! | #VALUE! | #VALUE!
| SPGE | MW | 0 | 0 | 0 | 0 | 0 | 0 | 0 | 233 | 420 | 674.94 | 0 | 674.94 | 0 | 0 | 0 | 674.94 | #VALUE! | #VALUE! | #VALUE! | #VALUE! | #VALUE! | #VALUE! | #VALUE! | #VALUE! | #VALUE! | #VALUE! | #VALUE! | #VALUE! | #VALUE! | #VALUE! | #VALUE! | #VALUE! | #VALUE! | #VALUE! | #VALUE! | #VALUE!
| Tehachapi | MW | 0 | 0 | 0 | 0 | 0 | 826.34 | 2826.34 | 3677 | 3677 | 3677 | 0 | 3677 | 0 | 0 | 0 | 3677 | #VALUE! | #VALUE! | #VALUE! | #VALUE! | #VALUE! | #VALUE! | #VALUE! | #VALUE! | #VALUE! | #VALUE! | #VALUE! | #VALUE! | #VALUE! | #VALUE! | #VALUE! | #VALUE! | #VALUE! | #VALUE! | #VALUE! | #VALUE!
| Northern_California_Ex | MW | 0 | 0 | 0 | 0 | 0 | 0 | 0 | 865.9 | 865.9 | 865.9 | 0 | 865.9 | 0 | 0 | 0 | 865.9 | #VALUE! | #VALUE! | #VALUE! | #VALUE! | #VALUE! | #VALUE! | #VALUE! | #VALUE! | #VALUE! | #VALUE! | #VALUE! | #VALUE! | #VALUE! | #VALUE! | #VALUE! | #VALUE! | #VALUE! | #VALUE! | #VALUE! | #VALUE!
| Westlands_Ex | MW | 0 | 0 | 0 | 0 | 0 | 0 | 0 | 0 | 0 | 1778.57 | 0 | 1778.57 | 0 | 0 | 0 | 1778.57 | #VALUE! | #VALUE! | #VALUE! | #VALUE! | #VALUE! | #VALUE! | #VALUE! | #VALUE! | #VALUE! | #VALUE! | #VALUE! | #VALUE! | #VALUE! | #VALUE! | #VALUE! | #VALUE! | #VALUE! | #VALUE! | #VALUE! | #VALUE!
| Tehachapi_Ex | MW | 0 | 0 | 0 | 0 | 0 | 1173.66 | 1173.66 | 1488 | 1488 | 1488 | 0 | 1488 | 0 | 0 | 0 | 1488 | #VALUE! | #VALUE! | #VALUE! | #VALUE! | #VALUE! | #VALUE! | #VALUE! | #VALUE! | #VALUE! | #VALUE! | #VALUE! | #VALUE! | #VALUE! | #VALUE! | #VALUE! | #VALUE! | #VALUE! | #VALUE! | #VALUE! | #VALUE!
| Kramer_Inyokern_Ex | MW | 0 | 0 | 0 | 0 | 0 | 0 | 0 | 806.54 | 860.4 | 860.4 | 0 | 860.4 | 0 | 0 | 0 | 860.4 | #VALUE! | #VALUE! | #VALUE! | #VALUE! | #VALUE! | #VALUE! | #VALUE! | #VALUE! | #VALUE! | #VALUE! | #VALUE! | #VALUE! | #VALUE! | #VALUE! | #VALUE! | #VALUE! | #VALUE! | #VALUE! | #VALUE! | #VALUE!
| Southern_California_Desert_Ex | MW | 0 | 0 | 0 | 0 | 0 | 0 | 0 | 0 | 460.55 | 862 | 0 | 862 | 0 | 0 | 0 | 862 | #VALUE! | #VALUE! | #VALUE! | #VALUE! | #VALUE! | #VALUE! | #VALUE! | #VALUE! | #VALUE! | #VALUE! | #VALUE! | #VALUE! | #VALUE! | #VALUE! | #VALUE! | #VALUE! | #VALUE! | #VALUE! | #VALUE! | #VALUE!
| OffshoreWind_UnknownCost | MW | 0 | 0 | 0 | 0 | 0 | 0 | 0 | 0 | 0 | 0 | 0 | 0 | 0 | 0 | 0 | 0 | #VALUE! | #VALUE! | #VALUE! | #VALUE! | #VALUE! | #VALUE! | #VALUE! | #VALUE! | #VALUE! | #VALUE! | #VALUE! | #VALUE! | #VALUE! | #VALUE! | #VALUE! | #VALUE! | #VALUE! | #VALUE! | #VALUE! | #VALUE!
| None | MW | 0 | 0 | 0 | 0 | 0 | 0 | 0 | 0 | 0 | 0 | 0 | 0 | 0 | 0 | 0 | 0 | #VALUE! | #VALUE! | #VALUE! | #VALUE! | #VALUE! | #VALUE! | #VALUE! | #VALUE! | #VALUE! | #VALUE! | #VALUE! | #VALUE! | #VALUE! | #VALUE! | #VALUE! | #VALUE! | #VALUE! | #VALUE! | #VALUE! | #VALUE!
| Total FCDS Build on Existing Tx | MW | 0 | 0 | 0 | 0 | 0 | 2000 | 4000 | 9908.69 | 13955.28 | 17845.18 | 0 | 18186.42 | 0 | 0 | 0 | 20224.93 | #VALUE! | #VALUE! | #VALUE! | #VALUE! | #VALUE! | #VALUE! | #VALUE! | #VALUE! | #VALUE! | #VALUE! | #VALUE! | #VALUE! | #VALUE! | #VALUE! | #VALUE! | #VALUE! | #VALUE! | #VALUE! | #VALUE! | #VALUE!
Remaining FCDS Capacity
| Tx Zone | Unit | 2015 | 2016 | 2017 | 2018 | 2019 | 2020 | 2021 | 2022 | 2023 | 2024 | 2025 | 2026 | 2027 | 2028 | 2029 | 2030 | 2031 | 2032 | 2033 | 2034 | 2035 | 2036 | 2037 | 2038 | 2039 | 2040 | 2041 | 2042 | 2043 | 2044 | 2045 | 2046 | 2047 | 2048 | 2049 | 2050
| Greater_Kramer | MW | 0 | 0 | 0 | 0 | 0 | 597 | 597 | 293.54 | 200 | 200 | 0 | 200 | 0 | 0 | 0 | 200 | #VALUE! | #VALUE! | #VALUE! | #VALUE! | #VALUE! | #VALUE! | #VALUE! | #VALUE! | #VALUE! | #VALUE! | #VALUE! | #VALUE! | #VALUE! | #VALUE! | #VALUE! | #VALUE! | #VALUE! | #VALUE! | #VALUE! | #VALUE!
| Inyokern_North_Kramer | MW | 0 | 0 | 0 | 0 | 0 | 97 | 97 | 25.83 | 0 | 0 | 0 | 0 | 0 | 0 | 0 | 0 | #VALUE! | #VALUE! | #VALUE! | #VALUE! | #VALUE! | #VALUE! | #VALUE! | #VALUE! | #VALUE! | #VALUE! | #VALUE! | #VALUE! | #VALUE! | #VALUE! | #VALUE! | #VALUE! | #VALUE! | #VALUE! | #VALUE! | #VALUE!
| North_Victor | MW | 0 | 0 | 0 | 0 | 0 | 300 | 300 | 67.71 | 0 | 0 | 0 | 0 | 0 | 0 | 0 | 0 | #VALUE! | #VALUE! | #VALUE! | #VALUE! | #VALUE! | #VALUE! | #VALUE! | #VALUE! | #VALUE! | #VALUE! | #VALUE! | #VALUE! | #VALUE! | #VALUE! | #VALUE! | #VALUE! | #VALUE! | #VALUE! | #VALUE! | #VALUE!
| Humboldt | MW | 0 | 0 | 0 | 0 | 0 | 0 | 0 | 0 | 0 | 0 | 0 | 0 | 0 | 0 | 0 | 0 | #VALUE! | #VALUE! | #VALUE! | #VALUE! | #VALUE! | #VALUE! | #VALUE! | #VALUE! | #VALUE! | #VALUE! | #VALUE! | #VALUE! | #VALUE! | #VALUE! | #VALUE! | #VALUE! | #VALUE! | #VALUE! | #VALUE! | #VALUE!
| Sacramento_River | MW | 0 | 0 | 0 | 0 | 0 | 1995.02 | 1995.02 | 1422.75 | 1422.75 | 1422.75 | 0 | 1365.75 | 0 | 0 | 0 | 0 | #VALUE! | #VALUE! | #VALUE! | #VALUE! | #VALUE! | #VALUE! | #VALUE! | #VALUE! | #VALUE! | #VALUE! | #VALUE! | #VALUE! | #VALUE! | #VALUE! | #VALUE! | #VALUE! | #VALUE! | #VALUE! | #VALUE! | #VALUE!
| Solano | MW | 0 | 0 | 0 | 0 | 0 | 599 | 599 | 57 | 57 | 57 | 0 | 0 | 0 | 0 | 0 | 0 | #VALUE! | #VALUE! | #VALUE! | #VALUE! | #VALUE! | #VALUE! | #VALUE! | #VALUE! | #VALUE! | #VALUE! | #VALUE! | #VALUE! | #VALUE! | #VALUE! | #VALUE! | #VALUE! | #VALUE! | #VALUE! | #VALUE! | #VALUE!
| Solano_subzone | MW | 0 | 0 | 0 | 0 | 0 | 0 | 0 | 0 | 0 | 0 | 0 | 0 | 0 | 0 | 0 | 0 | #VALUE! | #VALUE! | #VALUE! | #VALUE! | #VALUE! | #VALUE! | #VALUE! | #VALUE! | #VALUE! | #VALUE! | #VALUE! | #VALUE! | #VALUE! | #VALUE! | #VALUE! | #VALUE! | #VALUE! | #VALUE! | #VALUE! | #VALUE!
| Mountain_Pass_El_Dorado | MW | 0 | 0 | 0 | 0 | 0 | 250 | 250 | 250 | 250 | 250 | 0 | 250 | 0 | 0 | 0 | 250 | #VALUE! | #VALUE! | #VALUE! | #VALUE! | #VALUE! | #VALUE! | #VALUE! | #VALUE! | #VALUE! | #VALUE! | #VALUE! | #VALUE! | #VALUE! | #VALUE! | #VALUE! | #VALUE! | #VALUE! | #VALUE! | #VALUE! | #VALUE!
| GLW_VEA | MW | 0 | 0 | 0 | 0 | 0 | 596 | 596 | 153.97 | 153.97 | 153.97 | 0 | 153.97 | 0 | 0 | 0 | 153.97 | #VALUE! | #VALUE! | #VALUE! | #VALUE! | #VALUE! | #VALUE! | #VALUE! | #VALUE! | #VALUE! | #VALUE! | #VALUE! | #VALUE! | #VALUE! | #VALUE! | #VALUE! | #VALUE! | #VALUE! | #VALUE! | #VALUE! | #VALUE!
| Greater_Imperial | MW | 0 | 0 | 0 | 0 | 0 | 919.08 | 919.08 | 919.08 | 652.59 | 52.59 | 0 | 52.59 | 0 | 0 | 0 | 52.59 | #VALUE! | #VALUE! | #VALUE! | #VALUE! | #VALUE! | #VALUE! | #VALUE! | #VALUE! | #VALUE! | #VALUE! | #VALUE! | #VALUE! | #VALUE! | #VALUE! | #VALUE! | #VALUE! | #VALUE! | #VALUE! | #VALUE! | #VALUE!
| Riverside_Palm_Springs | MW | 0 | 0 | 0 | 0 | 0 | 2665 | 2665 | 2665 | 1539.44 | 1539.44 | 0 | 1539.44 | 0 | 0 | 0 | 1539.44 | #VALUE! | #VALUE! | #VALUE! | #VALUE! | #VALUE! | #VALUE! | #VALUE! | #VALUE! | #VALUE! | #VALUE! | #VALUE! | #VALUE! | #VALUE! | #VALUE! | #VALUE! | #VALUE! | #VALUE! | #VALUE! | #VALUE! | #VALUE!
| SCADSNV | MW | 0 | 0 | 0 | 0 | 0 | 2434.08 | 2434.08 | 1992.05 | 600 | 0 | 0 | 0 | 0 | 0 | 0 | 0 | #VALUE! | #VALUE! | #VALUE! | #VALUE! | #VALUE! | #VALUE! | #VALUE! | #VALUE! | #VALUE! | #VALUE! | #VALUE! | #VALUE! | #VALUE! | #VALUE! | #VALUE! | #VALUE! | #VALUE! | #VALUE! | #VALUE! | #VALUE!
| Kern_Greater_Carrizo | MW | 0 | 0 | 0 | 0 | 0 | 784 | 784 | 724 | 537 | 378.76 | 0 | 278.76 | 0 | 0 | 0 | 0 | #VALUE! | #VALUE! | #VALUE! | #VALUE! | #VALUE! | #VALUE! | #VALUE! | #VALUE! | #VALUE! | #VALUE! | #VALUE! | #VALUE! | #VALUE! | #VALUE! | #VALUE! | #VALUE! | #VALUE! | #VALUE! | #VALUE! | #VALUE!
| Carrizo | MW | 0 | 0 | 0 | 0 | 0 | 187 | 187 | 187 | 0 | 0 | 0 | 0 | 0 | 0 | 0 | 0 | #VALUE! | #VALUE! | #VALUE! | #VALUE! | #VALUE! | #VALUE! | #VALUE! | #VALUE! | #VALUE! | #VALUE! | #VALUE! | #VALUE! | #VALUE! | #VALUE! | #VALUE! | #VALUE! | #VALUE! | #VALUE! | #VALUE! | #VALUE!
| Central_Valley_North_Los_Banos | MW | 0 | 0 | 0 | 0 | 0 | 790.94 | 790.94 | 617.94 | 617.94 | 521.24 | 0 | 394 | 0 | 0 | 0 | 0 | #VALUE! | #VALUE! | #VALUE! | #VALUE! | #VALUE! | #VALUE! | #VALUE! | #VALUE! | #VALUE! | #VALUE! | #VALUE! | #VALUE! | #VALUE! | #VALUE! | #VALUE! | #VALUE! | #VALUE! | #VALUE! | #VALUE! | #VALUE!
| SPGE | MW | 0 | 0 | 0 | 0 | 0 | 674.94 | 674.94 | 441.94 | 254.94 | 0 | 0 | 0 | 0 | 0 | 0 | 0 | #VALUE! | #VALUE! | #VALUE! | #VALUE! | #VALUE! | #VALUE! | #VALUE! | #VALUE! | #VALUE! | #VALUE! | #VALUE! | #VALUE! | #VALUE! | #VALUE! | #VALUE! | #VALUE! | #VALUE! | #VALUE! | #VALUE! | #VALUE!
| Tehachapi | MW | 0 | 0 | 0 | 0 | 0 | 2850.66 | 850.66 | 0 | 0 | 0 | 0 | 0 | 0 | 0 | 0 | 0 | #VALUE! | #VALUE! | #VALUE! | #VALUE! | #VALUE! | #VALUE! | #VALUE! | #VALUE! | #VALUE! | #VALUE! | #VALUE! | #VALUE! | #VALUE! | #VALUE! | #VALUE! | #VALUE! | #VALUE! | #VALUE! | #VALUE! | #VALUE!
| Northern_California_Ex | MW | 0 | 0 | 0 | 0 | 0 | 865.9 | 865.9 | 0 | 0 | 0 | 0 | 0 | 0 | 0 | 0 | 0 | #VALUE! | #VALUE! | #VALUE! | #VALUE! | #VALUE! | #VALUE! | #VALUE! | #VALUE! | #VALUE! | #VALUE! | #VALUE! | #VALUE! | #VALUE! | #VALUE! | #VALUE! | #VALUE! | #VALUE! | #VALUE! | #VALUE! | #VALUE!
| Westlands_Ex | MW | 0 | 0 | 0 | 0 | 0 | 1778.57 | 1778.57 | 1778.57 | 1778.57 | 0 | 0 | 0 | 0 | 0 | 0 | 0 | #VALUE! | #VALUE! | #VALUE! | #VALUE! | #VALUE! | #VALUE! | #VALUE! | #VALUE! | #VALUE! | #VALUE! | #VALUE! | #VALUE! | #VALUE! | #VALUE! | #VALUE! | #VALUE! | #VALUE! | #VALUE! | #VALUE! | #VALUE!
| Tehachapi_Ex | MW | 0 | 0 | 0 | 0 | 0 | 696.34 | 696.34 | 382 | 382 | 382 | 0 | 382 | 0 | 0 | 0 | 382 | #VALUE! | #VALUE! | #VALUE! | #VALUE! | #VALUE! | #VALUE! | #VALUE! | #VALUE! | #VALUE! | #VALUE! | #VALUE! | #VALUE! | #VALUE! | #VALUE! | #VALUE! | #VALUE! | #VALUE! | #VALUE! | #VALUE! | #VALUE!
| Kramer_Inyokern_Ex | MW | 0 | 0 | 0 | 0 | 0 | 860.4 | 860.4 | 53.86 | 0 | 0 | 0 | 0 | 0 | 0 | 0 | 0 | #VALUE! | #VALUE! | #VALUE! | #VALUE! | #VALUE! | #VALUE! | #VALUE! | #VALUE! | #VALUE! | #VALUE! | #VALUE! | #VALUE! | #VALUE! | #VALUE! | #VALUE! | #VALUE! | #VALUE! | #VALUE! | #VALUE! | #VALUE!
| Southern_California_Desert_Ex | MW | 0 | 0 | 0 | 0 | 0 | 862 | 862 | 862 | 401.45 | 0 | 0 | 0 | 0 | 0 | 0 | 0 | #VALUE! | #VALUE! | #VALUE! | #VALUE! | #VALUE! | #VALUE! | #VALUE! | #VALUE! | #VALUE! | #VALUE! | #VALUE! | #VALUE! | #VALUE! | #VALUE! | #VALUE! | #VALUE! | #VALUE! | #VALUE! | #VALUE! | #VALUE!
| OffshoreWind_UnknownCost | MW | 0 | 0 | 0 | 0 | 0 | 0 | 0 | 0 | 0 | 0 | 0 | 0 | 0 | 0 | 0 | 0 | #VALUE! | #VALUE! | #VALUE! | #VALUE! | #VALUE! | #VALUE! | #VALUE! | #VALUE! | #VALUE! | #VALUE! | #VALUE! | #VALUE! | #VALUE! | #VALUE! | #VALUE! | #VALUE! | #VALUE! | #VALUE! | #VALUE! | #VALUE!
| None | MW | 0 | 0 | 0 | 0 | 0 | 0 | 0 | 0 | 0 | 0 | 0 | 0 | 0 | 0 | 0 | 0 | #VALUE! | #VALUE! | #VALUE! | #VALUE! | #VALUE! | #VALUE! | #VALUE! | #VALUE! | #VALUE! | #VALUE! | #VALUE! | #VALUE! | #VALUE! | #VALUE! | #VALUE! | #VALUE! | #VALUE! | #VALUE! | #VALUE! | #VALUE!
Selected Fully Deliverable Resources on New Transmission
New FCDS Transmission Build
| Tx Zone | Unit | 2015 | 2016 | 2017 | 2018 | 2019 | 2020 | 2021 | 2022 | 2023 | 2024 | 2025 | 2026 | 2027 | 2028 | 2029 | 2030 | 2031 | 2032 | 2033 | 2034 | 2035 | 2036 | 2037 | 2038 | 2039 | 2040 | 2041 | 2042 | 2043 | 2044 | 2045 | 2046 | 2047 | 2048 | 2049 | 2050
| Greater_Kramer | MW | 0 | 0 | 0 | 0 | 0 | 0 | 0 | 0 | 0 | 0 | 0 | 0 | 0 | 0 | 0 | 0 | #VALUE! | #VALUE! | #VALUE! | #VALUE! | #VALUE! | #VALUE! | #VALUE! | #VALUE! | #VALUE! | #VALUE! | #VALUE! | #VALUE! | #VALUE! | #VALUE! | #VALUE! | #VALUE! | #VALUE! | #VALUE! | #VALUE! | #VALUE!
| Inyokern_North_Kramer | MW | 0 | 0 | 0 | 0 | 0 | 0 | 0 | 0 | 0 | 0 | 0 | 0 | 0 | 0 | 0 | 0 | #VALUE! | #VALUE! | #VALUE! | #VALUE! | #VALUE! | #VALUE! | #VALUE! | #VALUE! | #VALUE! | #VALUE! | #VALUE! | #VALUE! | #VALUE! | #VALUE! | #VALUE! | #VALUE! | #VALUE! | #VALUE! | #VALUE! | #VALUE!
| North_Victor | MW | 0 | 0 | 0 | 0 | 0 | 0 | 0 | 0 | 0 | 0 | 0 | 0 | 0 | 0 | 0 | 0 | #VALUE! | #VALUE! | #VALUE! | #VALUE! | #VALUE! | #VALUE! | #VALUE! | #VALUE! | #VALUE! | #VALUE! | #VALUE! | #VALUE! | #VALUE! | #VALUE! | #VALUE! | #VALUE! | #VALUE! | #VALUE! | #VALUE! | #VALUE!
| Humboldt | MW | 0 | 0 | 0 | 0 | 0 | 0 | 0 | 0 | 0 | 0 | 0 | 0 | 0 | 0 | 0 | 0 | #VALUE! | #VALUE! | #VALUE! | #VALUE! | #VALUE! | #VALUE! | #VALUE! | #VALUE! | #VALUE! | #VALUE! | #VALUE! | #VALUE! | #VALUE! | #VALUE! | #VALUE! | #VALUE! | #VALUE! | #VALUE! | #VALUE! | #VALUE!
| Sacramento_River | MW | 0 | 0 | 0 | 0 | 0 | 0 | 0 | 0 | 0 | 0 | 0 | 0 | 0 | 0 | 0 | 0 | #VALUE! | #VALUE! | #VALUE! | #VALUE! | #VALUE! | #VALUE! | #VALUE! | #VALUE! | #VALUE! | #VALUE! | #VALUE! | #VALUE! | #VALUE! | #VALUE! | #VALUE! | #VALUE! | #VALUE! | #VALUE! | #VALUE! | #VALUE!
| Solano | MW | 0 | 0 | 0 | 0 | 0 | 0 | 0 | 0 | 0 | 0 | 0 | 0 | 0 | 0 | 0 | 0 | #VALUE! | #VALUE! | #VALUE! | #VALUE! | #VALUE! | #VALUE! | #VALUE! | #VALUE! | #VALUE! | #VALUE! | #VALUE! | #VALUE! | #VALUE! | #VALUE! | #VALUE! | #VALUE! | #VALUE! | #VALUE! | #VALUE! | #VALUE!
| Solano_subzone | MW | 0 | 0 | 0 | 0 | 0 | 0 | 0 | 0 | 0 | 0 | 0 | 0 | 0 | 0 | 0 | 0 | #VALUE! | #VALUE! | #VALUE! | #VALUE! | #VALUE! | #VALUE! | #VALUE! | #VALUE! | #VALUE! | #VALUE! | #VALUE! | #VALUE! | #VALUE! | #VALUE! | #VALUE! | #VALUE! | #VALUE! | #VALUE! | #VALUE! | #VALUE!
| Mountain_Pass_El_Dorado | MW | 0 | 0 | 0 | 0 | 0 | 0 | 0 | 0 | 0 | 0 | 0 | 0 | 0 | 0 | 0 | 0 | #VALUE! | #VALUE! | #VALUE! | #VALUE! | #VALUE! | #VALUE! | #VALUE! | #VALUE! | #VALUE! | #VALUE! | #VALUE! | #VALUE! | #VALUE! | #VALUE! | #VALUE! | #VALUE! | #VALUE! | #VALUE! | #VALUE! | #VALUE!
| GLW_VEA | MW | 0 | 0 | 0 | 0 | 0 | 0 | 0 | 0 | 0 | 0 | 0 | 0 | 0 | 0 | 0 | 0 | #VALUE! | #VALUE! | #VALUE! | #VALUE! | #VALUE! | #VALUE! | #VALUE! | #VALUE! | #VALUE! | #VALUE! | #VALUE! | #VALUE! | #VALUE! | #VALUE! | #VALUE! | #VALUE! | #VALUE! | #VALUE! | #VALUE! | #VALUE!
| Greater_Imperial | MW | 0 | 0 | 0 | 0 | 0 | 0 | 0 | 0 | 0 | 0 | 0 | 0 | 0 | 0 | 0 | 0 | #VALUE! | #VALUE! | #VALUE! | #VALUE! | #VALUE! | #VALUE! | #VALUE! | #VALUE! | #VALUE! | #VALUE! | #VALUE! | #VALUE! | #VALUE! | #VALUE! | #VALUE! | #VALUE! | #VALUE! | #VALUE! | #VALUE! | #VALUE!
| Riverside_Palm_Springs | MW | 0 | 0 | 0 | 0 | 0 | 0 | 0 | 0 | 0 | 0 | 0 | 0 | 0 | 0 | 0 | 0 | #VALUE! | #VALUE! | #VALUE! | #VALUE! | #VALUE! | #VALUE! | #VALUE! | #VALUE! | #VALUE! | #VALUE! | #VALUE! | #VALUE! | #VALUE! | #VALUE! | #VALUE! | #VALUE! | #VALUE! | #VALUE! | #VALUE! | #VALUE!
| SCADSNV | MW | 0 | 0 | 0 | 0 | 0 | 0 | 0 | 0 | 0 | 0 | 0 | 0 | 0 | 0 | 0 | 0 | #VALUE! | #VALUE! | #VALUE! | #VALUE! | #VALUE! | #VALUE! | #VALUE! | #VALUE! | #VALUE! | #VALUE! | #VALUE! | #VALUE! | #VALUE! | #VALUE! | #VALUE! | #VALUE! | #VALUE! | #VALUE! | #VALUE! | #VALUE!
| Kern_Greater_Carrizo | MW | 0 | 0 | 0 | 0 | 0 | 0 | 0 | 0 | 0 | 0 | 0 | 0 | 0 | 0 | 0 | 4180.8 | #VALUE! | #VALUE! | #VALUE! | #VALUE! | #VALUE! | #VALUE! | #VALUE! | #VALUE! | #VALUE! | #VALUE! | #VALUE! | #VALUE! | #VALUE! | #VALUE! | #VALUE! | #VALUE! | #VALUE! | #VALUE! | #VALUE! | #VALUE!
| Carrizo | MW | 0 | 0 | 0 | 0 | 0 | 0 | 0 | 0 | 0 | 0 | 0 | 100 | 0 | 0 | 0 | 100 | #VALUE! | #VALUE! | #VALUE! | #VALUE! | #VALUE! | #VALUE! | #VALUE! | #VALUE! | #VALUE! | #VALUE! | #VALUE! | #VALUE! | #VALUE! | #VALUE! | #VALUE! | #VALUE! | #VALUE! | #VALUE! | #VALUE! | #VALUE!
| Central_Valley_North_Los_Banos | MW | 0 | 0 | 0 | 0 | 0 | 0 | 0 | 0 | 0 | 0 | 0 | 0 | 0 | 0 | 0 | 0 | #VALUE! | #VALUE! | #VALUE! | #VALUE! | #VALUE! | #VALUE! | #VALUE! | #VALUE! | #VALUE! | #VALUE! | #VALUE! | #VALUE! | #VALUE! | #VALUE! | #VALUE! | #VALUE! | #VALUE! | #VALUE! | #VALUE! | #VALUE!
| SPGE | MW | 0 | 0 | 0 | 0 | 0 | 0 | 0 | 0 | 0 | 0 | 0 | 227.24 | 0 | 0 | 0 | 5080.8 | #VALUE! | #VALUE! | #VALUE! | #VALUE! | #VALUE! | #VALUE! | #VALUE! | #VALUE! | #VALUE! | #VALUE! | #VALUE! | #VALUE! | #VALUE! | #VALUE! | #VALUE! | #VALUE! | #VALUE! | #VALUE! | #VALUE! | #VALUE!
| Tehachapi | MW | 0 | 0 | 0 | 0 | 0 | 0 | 0 | 0 | 0 | 0 | 0 | 0 | 0 | 0 | 0 | 0 | #VALUE! | #VALUE! | #VALUE! | #VALUE! | #VALUE! | #VALUE! | #VALUE! | #VALUE! | #VALUE! | #VALUE! | #VALUE! | #VALUE! | #VALUE! | #VALUE! | #VALUE! | #VALUE! | #VALUE! | #VALUE! | #VALUE! | #VALUE!
| Northern_California_Ex | MW | 0 | 0 | 0 | 0 | 0 | 0 | 0 | 0 | 0 | 0 | 0 | 0 | 0 | 0 | 0 | 0 | #VALUE! | #VALUE! | #VALUE! | #VALUE! | #VALUE! | #VALUE! | #VALUE! | #VALUE! | #VALUE! | #VALUE! | #VALUE! | #VALUE! | #VALUE! | #VALUE! | #VALUE! | #VALUE! | #VALUE! | #VALUE! | #VALUE! | #VALUE!
| Westlands_Ex | MW | 0 | 0 | 0 | 0 | 0 | 0 | 0 | 0 | 0 | 0 | 0 | 0 | 0 | 0 | 0 | 2625.43 | #VALUE! | #VALUE! | #VALUE! | #VALUE! | #VALUE! | #VALUE! | #VALUE! | #VALUE! | #VALUE! | #VALUE! | #VALUE! | #VALUE! | #VALUE! | #VALUE! | #VALUE! | #VALUE! | #VALUE! | #VALUE! | #VALUE! | #VALUE!
| Tehachapi_Ex | MW | 0 | 0 | 0 | 0 | 0 | 0 | 0 | 0 | 0 | 0 | 0 | 0 | 0 | 0 | 0 | 0 | #VALUE! | #VALUE! | #VALUE! | #VALUE! | #VALUE! | #VALUE! | #VALUE! | #VALUE! | #VALUE! | #VALUE! | #VALUE! | #VALUE! | #VALUE! | #VALUE! | #VALUE! | #VALUE! | #VALUE! | #VALUE! | #VALUE! | #VALUE!
| Kramer_Inyokern_Ex | MW | 0 | 0 | 0 | 0 | 0 | 0 | 0 | 0 | 0 | 0 | 0 | 0 | 0 | 0 | 0 | 0 | #VALUE! | #VALUE! | #VALUE! | #VALUE! | #VALUE! | #VALUE! | #VALUE! | #VALUE! | #VALUE! | #VALUE! | #VALUE! | #VALUE! | #VALUE! | #VALUE! | #VALUE! | #VALUE! | #VALUE! | #VALUE! | #VALUE! | #VALUE!
| Southern_California_Desert_Ex | MW | 0 | 0 | 0 | 0 | 0 | 0 | 0 | 0 | 0 | 0 | 0 | 0 | 0 | 0 | 0 | 0 | #VALUE! | #VALUE! | #VALUE! | #VALUE! | #VALUE! | #VALUE! | #VALUE! | #VALUE! | #VALUE! | #VALUE! | #VALUE! | #VALUE! | #VALUE! | #VALUE! | #VALUE! | #VALUE! | #VALUE! | #VALUE! | #VALUE! | #VALUE!
| OffshoreWind_UnknownCost | MW | 0 | 0 | 0 | 0 | 0 | 0 | 0 | 0 | 0 | 0 | 0 | 0 | 0 | 0 | 0 | 0 | #VALUE! | #VALUE! | #VALUE! | #VALUE! | #VALUE! | #VALUE! | #VALUE! | #VALUE! | #VALUE! | #VALUE! | #VALUE! | #VALUE! | #VALUE! | #VALUE! | #VALUE! | #VALUE! | #VALUE! | #VALUE! | #VALUE! | #VALUE!
| None | MW | 0 | 0 | 0 | 0 | 0 | 0 | 0 | 0 | 0 | 0 | 0 | 0 | 0 | 0 | 0 | 0 | #VALUE! | #VALUE! | #VALUE! | #VALUE! | #VALUE! | #VALUE! | #VALUE! | #VALUE! | #VALUE! | #VALUE! | #VALUE! | #VALUE! | #VALUE! | #VALUE! | #VALUE! | #VALUE! | #VALUE! | #VALUE! | #VALUE! | #VALUE!
Transmission Upgrade Cost Associated with New FCDS Transmission Build
| Tx Zone | Unit | 2015 | 2016 | 2017 | 2018 | 2019 | 2020 | 2021 | 2022 | 2023 | 2024 | 2025 | 2026 | 2027 | 2028 | 2029 | 2030 | 2031 | 2032 | 2033 | 2034 | 2035 | 2036 | 2037 | 2038 | 2039 | 2040 | 2041 | 2042 | 2043 | 2044 | 2045 | 2046 | 2047 | 2048 | 2049 | 2050
| Greater_Kramer | $MM | 0 | 0 | 0 | 0 | 0 | 0 | 0 | 0 | 0 | 0 | 0 | 0 | 0 | 0 | 0 | 0 | #VALUE! | #VALUE! | #VALUE! | #VALUE! | #VALUE! | #VALUE! | #VALUE! | #VALUE! | #VALUE! | #VALUE! | #VALUE! | #VALUE! | #VALUE! | #VALUE! | #VALUE! | #VALUE! | #VALUE! | #VALUE! | #VALUE! | #VALUE!
| Inyokern_North_Kramer | $MM | 0 | 0 | 0 | 0 | 0 | 0 | 0 | 0 | 0 | 0 | 0 | 0 | 0 | 0 | 0 | 0 | #VALUE! | #VALUE! | #VALUE! | #VALUE! | #VALUE! | #VALUE! | #VALUE! | #VALUE! | #VALUE! | #VALUE! | #VALUE! | #VALUE! | #VALUE! | #VALUE! | #VALUE! | #VALUE! | #VALUE! | #VALUE! | #VALUE! | #VALUE!
| North_Victor | $MM | 0 | 0 | 0 | 0 | 0 | 0 | 0 | 0 | 0 | 0 | 0 | 0 | 0 | 0 | 0 | 0 | #VALUE! | #VALUE! | #VALUE! | #VALUE! | #VALUE! | #VALUE! | #VALUE! | #VALUE! | #VALUE! | #VALUE! | #VALUE! | #VALUE! | #VALUE! | #VALUE! | #VALUE! | #VALUE! | #VALUE! | #VALUE! | #VALUE! | #VALUE!
| Humboldt | $MM | 0 | 0 | 0 | 0 | 0 | 0 | 0 | 0 | 0 | 0 | 0 | 0 | 0 | 0 | 0 | 0 | #VALUE! | #VALUE! | #VALUE! | #VALUE! | #VALUE! | #VALUE! | #VALUE! | #VALUE! | #VALUE! | #VALUE! | #VALUE! | #VALUE! | #VALUE! | #VALUE! | #VALUE! | #VALUE! | #VALUE! | #VALUE! | #VALUE! | #VALUE!
| Sacramento_River | $MM | 0 | 0 | 0 | 0 | 0 | 0 | 0 | 0 | 0 | 0 | 0 | 0 | 0 | 0 | 0 | 0 | #VALUE! | #VALUE! | #VALUE! | #VALUE! | #VALUE! | #VALUE! | #VALUE! | #VALUE! | #VALUE! | #VALUE! | #VALUE! | #VALUE! | #VALUE! | #VALUE! | #VALUE! | #VALUE! | #VALUE! | #VALUE! | #VALUE! | #VALUE!
| Solano | $MM | 0 | 0 | 0 | 0 | 0 | 0 | 0 | 0 | 0 | 0 | 0 | 0 | 0 | 0 | 0 | 0 | #VALUE! | #VALUE! | #VALUE! | #VALUE! | #VALUE! | #VALUE! | #VALUE! | #VALUE! | #VALUE! | #VALUE! | #VALUE! | #VALUE! | #VALUE! | #VALUE! | #VALUE! | #VALUE! | #VALUE! | #VALUE! | #VALUE! | #VALUE!
| Solano_subzone | $MM | 0 | 0 | 0 | 0 | 0 | 0 | 0 | 0 | 0 | 0 | 0 | 0 | 0 | 0 | 0 | 0 | #VALUE! | #VALUE! | #VALUE! | #VALUE! | #VALUE! | #VALUE! | #VALUE! | #VALUE! | #VALUE! | #VALUE! | #VALUE! | #VALUE! | #VALUE! | #VALUE! | #VALUE! | #VALUE! | #VALUE! | #VALUE! | #VALUE! | #VALUE!
| Mountain_Pass_El_Dorado | $MM | 0 | 0 | 0 | 0 | 0 | 0 | 0 | 0 | 0 | 0 | 0 | 0 | 0 | 0 | 0 | 0 | #VALUE! | #VALUE! | #VALUE! | #VALUE! | #VALUE! | #VALUE! | #VALUE! | #VALUE! | #VALUE! | #VALUE! | #VALUE! | #VALUE! | #VALUE! | #VALUE! | #VALUE! | #VALUE! | #VALUE! | #VALUE! | #VALUE! | #VALUE!
| GLW_VEA | $MM | 0 | 0 | 0 | 0 | 0 | 0 | 0 | 0 | 0 | 0 | 0 | 0 | 0 | 0 | 0 | 0 | #VALUE! | #VALUE! | #VALUE! | #VALUE! | #VALUE! | #VALUE! | #VALUE! | #VALUE! | #VALUE! | #VALUE! | #VALUE! | #VALUE! | #VALUE! | #VALUE! | #VALUE! | #VALUE! | #VALUE! | #VALUE! | #VALUE! | #VALUE!
| Greater_Imperial | $MM | 0 | 0 | 0 | 0 | 0 | 0 | 0 | 0 | 0 | 0 | 0 | 0 | 0 | 0 | 0 | 0 | #VALUE! | #VALUE! | #VALUE! | #VALUE! | #VALUE! | #VALUE! | #VALUE! | #VALUE! | #VALUE! | #VALUE! | #VALUE! | #VALUE! | #VALUE! | #VALUE! | #VALUE! | #VALUE! | #VALUE! | #VALUE! | #VALUE! | #VALUE!
| Riverside_Palm_Springs | $MM | 0 | 0 | 0 | 0 | 0 | 0 | 0 | 0 | 0 | 0 | 0 | 0 | 0 | 0 | 0 | 0 | #VALUE! | #VALUE! | #VALUE! | #VALUE! | #VALUE! | #VALUE! | #VALUE! | #VALUE! | #VALUE! | #VALUE! | #VALUE! | #VALUE! | #VALUE! | #VALUE! | #VALUE! | #VALUE! | #VALUE! | #VALUE! | #VALUE! | #VALUE!
| SCADSNV | $MM | 0 | 0 | 0 | 0 | 0 | 0 | 0 | 0 | 0 | 0 | 0 | 0 | 0 | 0 | 0 | 0 | #VALUE! | #VALUE! | #VALUE! | #VALUE! | #VALUE! | #VALUE! | #VALUE! | #VALUE! | #VALUE! | #VALUE! | #VALUE! | #VALUE! | #VALUE! | #VALUE! | #VALUE! | #VALUE! | #VALUE! | #VALUE! | #VALUE! | #VALUE!
| Kern_Greater_Carrizo | $MM | 0 | 0 | 0 | 0 | 0 | 0 | 0 | 0 | 0 | 0 | 0 | 0 | 0 | 0 | 0 | 88.9738 | #VALUE! | #VALUE! | #VALUE! | #VALUE! | #VALUE! | #VALUE! | #VALUE! | #VALUE! | #VALUE! | #VALUE! | #VALUE! | #VALUE! | #VALUE! | #VALUE! | #VALUE! | #VALUE! | #VALUE! | #VALUE! | #VALUE! | #VALUE!
| Carrizo | $MM | 0 | 0 | 0 | 0 | 0 | 0 | 0 | 0 | 0 | 0 | 0 | 1.0029 | 0 | 0 | 0 | 1.0029 | #VALUE! | #VALUE! | #VALUE! | #VALUE! | #VALUE! | #VALUE! | #VALUE! | #VALUE! | #VALUE! | #VALUE! | #VALUE! | #VALUE! | #VALUE! | #VALUE! | #VALUE! | #VALUE! | #VALUE! | #VALUE! | #VALUE! | #VALUE!
| Central_Valley_North_Los_Banos | $MM | 0 | 0 | 0 | 0 | 0 | 0 | 0 | 0 | 0 | 0 | 0 | 0 | 0 | 0 | 0 | 0 | #VALUE! | #VALUE! | #VALUE! | #VALUE! | #VALUE! | #VALUE! | #VALUE! | #VALUE! | #VALUE! | #VALUE! | #VALUE! | #VALUE! | #VALUE! | #VALUE! | #VALUE! | #VALUE! | #VALUE! | #VALUE! | #VALUE! | #VALUE!
| SPGE | $MM | 0 | 0 | 0 | 0 | 0 | 0 | 0 | 0 | 0 | 0 | 0 | 1.6555 | 0 | 0 | 0 | 37.0145 | #VALUE! | #VALUE! | #VALUE! | #VALUE! | #VALUE! | #VALUE! | #VALUE! | #VALUE! | #VALUE! | #VALUE! | #VALUE! | #VALUE! | #VALUE! | #VALUE! | #VALUE! | #VALUE! | #VALUE! | #VALUE! | #VALUE! | #VALUE!
| Tehachapi | $MM | 0 | 0 | 0 | 0 | 0 | 0 | 0 | 0 | 0 | 0 | 0 | 0 | 0 | 0 | 0 | 0 | #VALUE! | #VALUE! | #VALUE! | #VALUE! | #VALUE! | #VALUE! | #VALUE! | #VALUE! | #VALUE! | #VALUE! | #VALUE! | #VALUE! | #VALUE! | #VALUE! | #VALUE! | #VALUE! | #VALUE! | #VALUE! | #VALUE! | #VALUE!
| Northern_California_Ex | $MM | 0 | 0 | 0 | 0 | 0 | 0 | 0 | 0 | 0 | 0 | 0 | 0 | 0 | 0 | 0 | 0 | #VALUE! | #VALUE! | #VALUE! | #VALUE! | #VALUE! | #VALUE! | #VALUE! | #VALUE! | #VALUE! | #VALUE! | #VALUE! | #VALUE! | #VALUE! | #VALUE! | #VALUE! | #VALUE! | #VALUE! | #VALUE! | #VALUE! | #VALUE!
| Westlands_Ex | $MM | 0 | 0 | 0 | 0 | 0 | 0 | 0 | 0 | 0 | 0 | 0 | 0 | 0 | 0 | 0 | 19.1267 | #VALUE! | #VALUE! | #VALUE! | #VALUE! | #VALUE! | #VALUE! | #VALUE! | #VALUE! | #VALUE! | #VALUE! | #VALUE! | #VALUE! | #VALUE! | #VALUE! | #VALUE! | #VALUE! | #VALUE! | #VALUE! | #VALUE! | #VALUE!
| Tehachapi_Ex | $MM | 0 | 0 | 0 | 0 | 0 | 0 | 0 | 0 | 0 | 0 | 0 | 0 | 0 | 0 | 0 | 0 | #VALUE! | #VALUE! | #VALUE! | #VALUE! | #VALUE! | #VALUE! | #VALUE! | #VALUE! | #VALUE! | #VALUE! | #VALUE! | #VALUE! | #VALUE! | #VALUE! | #VALUE! | #VALUE! | #VALUE! | #VALUE! | #VALUE! | #VALUE!
| Kramer_Inyokern_Ex | $MM | 0 | 0 | 0 | 0 | 0 | 0 | 0 | 0 | 0 | 0 | 0 | 0 | 0 | 0 | 0 | 0 | #VALUE! | #VALUE! | #VALUE! | #VALUE! | #VALUE! | #VALUE! | #VALUE! | #VALUE! | #VALUE! | #VALUE! | #VALUE! | #VALUE! | #VALUE! | #VALUE! | #VALUE! | #VALUE! | #VALUE! | #VALUE! | #VALUE! | #VALUE!
| Southern_California_Desert_Ex | $MM | 0 | 0 | 0 | 0 | 0 | 0 | 0 | 0 | 0 | 0 | 0 | 0 | 0 | 0 | 0 | 0 | #VALUE! | #VALUE! | #VALUE! | #VALUE! | #VALUE! | #VALUE! | #VALUE! | #VALUE! | #VALUE! | #VALUE! | #VALUE! | #VALUE! | #VALUE! | #VALUE! | #VALUE! | #VALUE! | #VALUE! | #VALUE! | #VALUE! | #VALUE!
| OffshoreWind_UnknownCost | $MM | 0 | 0 | 0 | 0 | 0 | 0 | 0 | 0 | 0 | 0 | 0 | 0 | 0 | 0 | 0 | 0 | #VALUE! | #VALUE! | #VALUE! | #VALUE! | #VALUE! | #VALUE! | #VALUE! | #VALUE! | #VALUE! | #VALUE! | #VALUE! | #VALUE! | #VALUE! | #VALUE! | #VALUE! | #VALUE! | #VALUE! | #VALUE! | #VALUE! | #VALUE!
| None | $MM | 0 | 0 | 0 | 0 | 0 | 0 | 0 | 0 | 0 | 0 | 0 | 0 | 0 | 0 | 0 | 0 | #VALUE! | #VALUE! | #VALUE! | #VALUE! | #VALUE! | #VALUE! | #VALUE! | #VALUE! | #VALUE! | #VALUE! | #VALUE! | #VALUE! | #VALUE! | #VALUE! | #VALUE! | #VALUE! | #VALUE! | #VALUE! | #VALUE! | #VALUE!
| Total FCDS Build on New Tx | MW | 0 | 0 | 0 | 0 | 0 | 0 | 0 | 0 | 0 | 0 | 0 | 327.24 | 0 | 0 | 0 | 11987.03 | #VALUE! | #VALUE! | #VALUE! | #VALUE! | #VALUE! | #VALUE! | #VALUE! | #VALUE! | #VALUE! | #VALUE! | #VALUE! | #VALUE! | #VALUE! | #VALUE! | #VALUE! | #VALUE! | #VALUE! | #VALUE! | #VALUE! | #VALUE!
| Total New Tx Cost | $MM | 0 | 0 | 0 | 0 | 0 | 0 | 0 | 0 | 0 | 0 | 0 | 2.6584 | 0 | 0 | 0 | 146.1179 | #VALUE! | #VALUE! | #VALUE! | #VALUE! | #VALUE! | #VALUE! | #VALUE! | #VALUE! | #VALUE! | #VALUE! | #VALUE! | #VALUE! | #VALUE! | #VALUE! | #VALUE! | #VALUE! | #VALUE! | #VALUE! | #VALUE! | #VALUE!
Selected Energy Only Resources on Existing Transmission
Energy Only Transmission Limit
| Tx Zone | Unit | 2015 | 2016 | 2017 | 2018 | 2019 | 2020 | 2021 | 2022 | 2023 | 2024 | 2025 | 2026 | 2027 | 2028 | 2029 | 2030 | 2031 | 2032 | 2033 | 2034 | 2035 | 2036 | 2037 | 2038 | 2039 | 2040 | 2041 | 2042 | 2043 | 2044 | 2045 | 2046 | 2047 | 2048 | 2049 | 2050
| Greater_Kramer | MW | 0 | 0 | 0 | 0 | 0 | 0 | 0 | 0 | 0 | 0 | 0 | 0 | 0 | 0 | 0 | 0 | #VALUE! | #VALUE! | #VALUE! | #VALUE! | #VALUE! | #VALUE! | #VALUE! | #VALUE! | #VALUE! | #VALUE! | #VALUE! | #VALUE! | #VALUE! | #VALUE! | #VALUE! | #VALUE! | #VALUE! | #VALUE! | #VALUE! | #VALUE!
| Inyokern_North_Kramer | MW | 0 | 0 | 0 | 0 | 0 | 0 | 0 | 0 | 0 | 0 | 0 | 0 | 0 | 0 | 0 | 0 | #VALUE! | #VALUE! | #VALUE! | #VALUE! | #VALUE! | #VALUE! | #VALUE! | #VALUE! | #VALUE! | #VALUE! | #VALUE! | #VALUE! | #VALUE! | #VALUE! | #VALUE! | #VALUE! | #VALUE! | #VALUE! | #VALUE! | #VALUE!
| North_Victor | MW | 0 | 0 | 0 | 0 | 0 | 0 | 0 | 0 | 0 | 0 | 0 | 0 | 0 | 0 | 0 | 0 | #VALUE! | #VALUE! | #VALUE! | #VALUE! | #VALUE! | #VALUE! | #VALUE! | #VALUE! | #VALUE! | #VALUE! | #VALUE! | #VALUE! | #VALUE! | #VALUE! | #VALUE! | #VALUE! | #VALUE! | #VALUE! | #VALUE! | #VALUE!
| Humboldt | MW | 0 | 0 | 0 | 0 | 0 | 100 | 100 | 100 | 100 | 100 | 0 | 100 | 0 | 0 | 0 | 100 | #VALUE! | #VALUE! | #VALUE! | #VALUE! | #VALUE! | #VALUE! | #VALUE! | #VALUE! | #VALUE! | #VALUE! | #VALUE! | #VALUE! | #VALUE! | #VALUE! | #VALUE! | #VALUE! | #VALUE! | #VALUE! | #VALUE! | #VALUE!
| Sacramento_River | MW | 0 | 0 | 0 | 0 | 0 | 2600 | 2600 | 2600 | 2600 | 2600 | 0 | 2600 | 0 | 0 | 0 | 2600 | #VALUE! | #VALUE! | #VALUE! | #VALUE! | #VALUE! | #VALUE! | #VALUE! | #VALUE! | #VALUE! | #VALUE! | #VALUE! | #VALUE! | #VALUE! | #VALUE! | #VALUE! | #VALUE! | #VALUE! | #VALUE! | #VALUE! | #VALUE!
| Solano | MW | 0 | 0 | 0 | 0 | 0 | 700 | 700 | 700 | 700 | 700 | 0 | 700 | 0 | 0 | 0 | 700 | #VALUE! | #VALUE! | #VALUE! | #VALUE! | #VALUE! | #VALUE! | #VALUE! | #VALUE! | #VALUE! | #VALUE! | #VALUE! | #VALUE! | #VALUE! | #VALUE! | #VALUE! | #VALUE! | #VALUE! | #VALUE! | #VALUE! | #VALUE!
| Solano_subzone | MW | 0 | 0 | 0 | 0 | 0 | 0 | 0 | 0 | 0 | 0 | 0 | 0 | 0 | 0 | 0 | 0 | #VALUE! | #VALUE! | #VALUE! | #VALUE! | #VALUE! | #VALUE! | #VALUE! | #VALUE! | #VALUE! | #VALUE! | #VALUE! | #VALUE! | #VALUE! | #VALUE! | #VALUE! | #VALUE! | #VALUE! | #VALUE! | #VALUE! | #VALUE!
| Mountain_Pass_El_Dorado | MW | 0 | 0 | 0 | 0 | 0 | 2150 | 2150 | 2150 | 2150 | 2150 | 0 | 2150 | 0 | 0 | 0 | 2150 | #VALUE! | #VALUE! | #VALUE! | #VALUE! | #VALUE! | #VALUE! | #VALUE! | #VALUE! | #VALUE! | #VALUE! | #VALUE! | #VALUE! | #VALUE! | #VALUE! | #VALUE! | #VALUE! | #VALUE! | #VALUE! | #VALUE! | #VALUE!
| GLW_VEA | MW | 0 | 0 | 0 | 0 | 0 | 0 | 0 | 0 | 0 | 0 | 0 | 0 | 0 | 0 | 0 | 0 | #VALUE! | #VALUE! | #VALUE! | #VALUE! | #VALUE! | #VALUE! | #VALUE! | #VALUE! | #VALUE! | #VALUE! | #VALUE! | #VALUE! | #VALUE! | #VALUE! | #VALUE! | #VALUE! | #VALUE! | #VALUE! | #VALUE! | #VALUE!
| Greater_Imperial | MW | 0 | 0 | 0 | 0 | 0 | 1900 | 1900 | 1900 | 1900 | 1900 | 0 | 1900 | 0 | 0 | 0 | 1900 | #VALUE! | #VALUE! | #VALUE! | #VALUE! | #VALUE! | #VALUE! | #VALUE! | #VALUE! | #VALUE! | #VALUE! | #VALUE! | #VALUE! | #VALUE! | #VALUE! | #VALUE! | #VALUE! | #VALUE! | #VALUE! | #VALUE! | #VALUE!
| Riverside_Palm_Springs | MW | 0 | 0 | 0 | 0 | 0 | 2550 | 2550 | 2550 | 2550 | 2550 | 0 | 2550 | 0 | 0 | 0 | 2550 | #VALUE! | #VALUE! | #VALUE! | #VALUE! | #VALUE! | #VALUE! | #VALUE! | #VALUE! | #VALUE! | #VALUE! | #VALUE! | #VALUE! | #VALUE! | #VALUE! | #VALUE! | #VALUE! | #VALUE! | #VALUE! | #VALUE! | #VALUE!
| SCADSNV | MW | 0 | 0 | 0 | 0 | 0 | 6600 | 6600 | 6600 | 6600 | 6600 | 0 | 6600 | 0 | 0 | 0 | 6600 | #VALUE! | #VALUE! | #VALUE! | #VALUE! | #VALUE! | #VALUE! | #VALUE! | #VALUE! | #VALUE! | #VALUE! | #VALUE! | #VALUE! | #VALUE! | #VALUE! | #VALUE! | #VALUE! | #VALUE! | #VALUE! | #VALUE! | #VALUE!
| Kern_Greater_Carrizo | MW | 0 | 0 | 0 | 0 | 0 | 700 | 700 | 700 | 700 | 700 | 0 | 700 | 0 | 0 | 0 | 700 | #VALUE! | #VALUE! | #VALUE! | #VALUE! | #VALUE! | #VALUE! | #VALUE! | #VALUE! | #VALUE! | #VALUE! | #VALUE! | #VALUE! | #VALUE! | #VALUE! | #VALUE! | #VALUE! | #VALUE! | #VALUE! | #VALUE! | #VALUE!
| Carrizo | MW | 0 | 0 | 0 | 0 | 0 | 0 | 0 | 0 | 0 | 0 | 0 | 0 | 0 | 0 | 0 | 0 | #VALUE! | #VALUE! | #VALUE! | #VALUE! | #VALUE! | #VALUE! | #VALUE! | #VALUE! | #VALUE! | #VALUE! | #VALUE! | #VALUE! | #VALUE! | #VALUE! | #VALUE! | #VALUE! | #VALUE! | #VALUE! | #VALUE! | #VALUE!
| Central_Valley_North_Los_Banos | MW | 0 | 0 | 0 | 0 | 0 | 0 | 0 | 0 | 0 | 0 | 0 | 0 | 0 | 0 | 0 | 0 | #VALUE! | #VALUE! | #VALUE! | #VALUE! | #VALUE! | #VALUE! | #VALUE! | #VALUE! | #VALUE! | #VALUE! | #VALUE! | #VALUE! | #VALUE! | #VALUE! | #VALUE! | #VALUE! | #VALUE! | #VALUE! | #VALUE! | #VALUE!
| SPGE | MW | 0 | 0 | 0 | 0 | 0 | 700 | 700 | 700 | 700 | 700 | 0 | 700 | 0 | 0 | 0 | 700 | #VALUE! | #VALUE! | #VALUE! | #VALUE! | #VALUE! | #VALUE! | #VALUE! | #VALUE! | #VALUE! | #VALUE! | #VALUE! | #VALUE! | #VALUE! | #VALUE! | #VALUE! | #VALUE! | #VALUE! | #VALUE! | #VALUE! | #VALUE!
| Tehachapi | MW | 0 | 0 | 0 | 0 | 0 | 800 | 800 | 800 | 800 | 800 | 0 | 800 | 0 | 0 | 0 | 800 | #VALUE! | #VALUE! | #VALUE! | #VALUE! | #VALUE! | #VALUE! | #VALUE! | #VALUE! | #VALUE! | #VALUE! | #VALUE! | #VALUE! | #VALUE! | #VALUE! | #VALUE! | #VALUE! | #VALUE! | #VALUE! | #VALUE! | #VALUE!
| Northern_California_Ex | MW | 0 | 0 | 0 | 0 | 0 | 0 | 0 | 0 | 0 | 0 | 0 | 0 | 0 | 0 | 0 | 0 | #VALUE! | #VALUE! | #VALUE! | #VALUE! | #VALUE! | #VALUE! | #VALUE! | #VALUE! | #VALUE! | #VALUE! | #VALUE! | #VALUE! | #VALUE! | #VALUE! | #VALUE! | #VALUE! | #VALUE! | #VALUE! | #VALUE! | #VALUE!
| Westlands_Ex | MW | 0 | 0 | 0 | 0 | 0 | 0 | 0 | 0 | 0 | 0 | 0 | 0 | 0 | 0 | 0 | 0 | #VALUE! | #VALUE! | #VALUE! | #VALUE! | #VALUE! | #VALUE! | #VALUE! | #VALUE! | #VALUE! | #VALUE! | #VALUE! | #VALUE! | #VALUE! | #VALUE! | #VALUE! | #VALUE! | #VALUE! | #VALUE! | #VALUE! | #VALUE!
| Tehachapi_Ex | MW | 0 | 0 | 0 | 0 | 0 | 0 | 0 | 0 | 0 | 0 | 0 | 0 | 0 | 0 | 0 | 0 | #VALUE! | #VALUE! | #VALUE! | #VALUE! | #VALUE! | #VALUE! | #VALUE! | #VALUE! | #VALUE! | #VALUE! | #VALUE! | #VALUE! | #VALUE! | #VALUE! | #VALUE! | #VALUE! | #VALUE! | #VALUE! | #VALUE! | #VALUE!
| Kramer_Inyokern_Ex | MW | 0 | 0 | 0 | 0 | 0 | 0 | 0 | 0 | 0 | 0 | 0 | 0 | 0 | 0 | 0 | 0 | #VALUE! | #VALUE! | #VALUE! | #VALUE! | #VALUE! | #VALUE! | #VALUE! | #VALUE! | #VALUE! | #VALUE! | #VALUE! | #VALUE! | #VALUE! | #VALUE! | #VALUE! | #VALUE! | #VALUE! | #VALUE! | #VALUE! | #VALUE!
| Southern_California_Desert_Ex | MW | 0 | 0 | 0 | 0 | 0 | 0 | 0 | 0 | 0 | 0 | 0 | 0 | 0 | 0 | 0 | 0 | #VALUE! | #VALUE! | #VALUE! | #VALUE! | #VALUE! | #VALUE! | #VALUE! | #VALUE! | #VALUE! | #VALUE! | #VALUE! | #VALUE! | #VALUE! | #VALUE! | #VALUE! | #VALUE! | #VALUE! | #VALUE! | #VALUE! | #VALUE!
| OffshoreWind_UnknownCost | MW | 0 | 0 | 0 | 0 | 0 | 0 | 0 | 0 | 0 | 0 | 0 | 0 | 0 | 0 | 0 | 0 | #VALUE! | #VALUE! | #VALUE! | #VALUE! | #VALUE! | #VALUE! | #VALUE! | #VALUE! | #VALUE! | #VALUE! | #VALUE! | #VALUE! | #VALUE! | #VALUE! | #VALUE! | #VALUE! | #VALUE! | #VALUE! | #VALUE! | #VALUE!
| None | MW | 0 | 0 | 0 | 0 | 0 | 0 | 0 | 0 | 0 | 0 | 0 | 0 | 0 | 0 | 0 | 0 | #VALUE! | #VALUE! | #VALUE! | #VALUE! | #VALUE! | #VALUE! | #VALUE! | #VALUE! | #VALUE! | #VALUE! | #VALUE! | #VALUE! | #VALUE! | #VALUE! | #VALUE! | #VALUE! | #VALUE! | #VALUE! | #VALUE! | #VALUE!
Utilization of Energy Only Transmission
| Tx Zone | Unit | 2015 | 2016 | 2017 | 2018 | 2019 | 2020 | 2021 | 2022 | 2023 | 2024 | 2025 | 2026 | 2027 | 2028 | 2029 | 2030 | 2031 | 2032 | 2033 | 2034 | 2035 | 2036 | 2037 | 2038 | 2039 | 2040 | 2041 | 2042 | 2043 | 2044 | 2045 | 2046 | 2047 | 2048 | 2049 | 2050
| Greater_Kramer | MW | 0 | 0 | 0 | 0 | 0 | 0 | 0 | 0 | 0 | 0 | 0 | 0 | 0 | 0 | 0 | 0 | #VALUE! | #VALUE! | #VALUE! | #VALUE! | #VALUE! | #VALUE! | #VALUE! | #VALUE! | #VALUE! | #VALUE! | #VALUE! | #VALUE! | #VALUE! | #VALUE! | #VALUE! | #VALUE! | #VALUE! | #VALUE! | #VALUE! | #VALUE!
| Inyokern_North_Kramer | MW | 0 | 0 | 0 | 0 | 0 | 0 | 0 | 0 | 0 | 0 | 0 | 0 | 0 | 0 | 0 | 0 | #VALUE! | #VALUE! | #VALUE! | #VALUE! | #VALUE! | #VALUE! | #VALUE! | #VALUE! | #VALUE! | #VALUE! | #VALUE! | #VALUE! | #VALUE! | #VALUE! | #VALUE! | #VALUE! | #VALUE! | #VALUE! | #VALUE! | #VALUE!
| North_Victor | MW | 0 | 0 | 0 | 0 | 0 | 0 | 0 | 0 | 0 | 0 | 0 | 0 | 0 | 0 | 0 | 0 | #VALUE! | #VALUE! | #VALUE! | #VALUE! | #VALUE! | #VALUE! | #VALUE! | #VALUE! | #VALUE! | #VALUE! | #VALUE! | #VALUE! | #VALUE! | #VALUE! | #VALUE! | #VALUE! | #VALUE! | #VALUE! | #VALUE! | #VALUE!
| Humboldt | MW | 0 | 0 | 0 | 0 | 0 | 0 | 34 | 34 | 34 | 34 | 0 | 34 | 0 | 0 | 0 | 34 | #VALUE! | #VALUE! | #VALUE! | #VALUE! | #VALUE! | #VALUE! | #VALUE! | #VALUE! | #VALUE! | #VALUE! | #VALUE! | #VALUE! | #VALUE! | #VALUE! | #VALUE! | #VALUE! | #VALUE! | #VALUE! | #VALUE! | #VALUE!
| Sacramento_River | MW | 0 | 0 | 0 | 0 | 0 | 0 | 34 | 34 | 34 | 34 | 0 | 34 | 0 | 0 | 0 | 2600 | #VALUE! | #VALUE! | #VALUE! | #VALUE! | #VALUE! | #VALUE! | #VALUE! | #VALUE! | #VALUE! | #VALUE! | #VALUE! | #VALUE! | #VALUE! | #VALUE! | #VALUE! | #VALUE! | #VALUE! | #VALUE! | #VALUE! | #VALUE!
| Solano | MW | 0 | 0 | 0 | 0 | 0 | 0 | 0 | 0 | 0 | 0 | 0 | 0 | 0 | 0 | 0 | 700 | #VALUE! | #VALUE! | #VALUE! | #VALUE! | #VALUE! | #VALUE! | #VALUE! | #VALUE! | #VALUE! | #VALUE! | #VALUE! | #VALUE! | #VALUE! | #VALUE! | #VALUE! | #VALUE! | #VALUE! | #VALUE! | #VALUE! | #VALUE!
| Solano_subzone | MW | 0 | 0 | 0 | 0 | 0 | 0 | 0 | 0 | 0 | 0 | 0 | 0 | 0 | 0 | 0 | 0 | #VALUE! | #VALUE! | #VALUE! | #VALUE! | #VALUE! | #VALUE! | #VALUE! | #VALUE! | #VALUE! | #VALUE! | #VALUE! | #VALUE! | #VALUE! | #VALUE! | #VALUE! | #VALUE! | #VALUE! | #VALUE! | #VALUE! | #VALUE!
| Mountain_Pass_El_Dorado | MW | 0 | 0 | 0 | 0 | 0 | 0 | 0 | 0 | 0 | 0 | 0 | 0 | 0 | 0 | 0 | 0 | #VALUE! | #VALUE! | #VALUE! | #VALUE! | #VALUE! | #VALUE! | #VALUE! | #VALUE! | #VALUE! | #VALUE! | #VALUE! | #VALUE! | #VALUE! | #VALUE! | #VALUE! | #VALUE! | #VALUE! | #VALUE! | #VALUE! | #VALUE!
| GLW_VEA | MW | 0 | 0 | 0 | 0 | 0 | 0 | 0 | 0 | 0 | 0 | 0 | 0 | 0 | 0 | 0 | 0 | #VALUE! | #VALUE! | #VALUE! | #VALUE! | #VALUE! | #VALUE! | #VALUE! | #VALUE! | #VALUE! | #VALUE! | #VALUE! | #VALUE! | #VALUE! | #VALUE! | #VALUE! | #VALUE! | #VALUE! | #VALUE! | #VALUE! | #VALUE!
| Greater_Imperial | MW | 0 | 0 | 0 | 0 | 0 | 0 | 0 | 0 | 0 | 0 | 0 | 1900 | 0 | 0 | 0 | 1900 | #VALUE! | #VALUE! | #VALUE! | #VALUE! | #VALUE! | #VALUE! | #VALUE! | #VALUE! | #VALUE! | #VALUE! | #VALUE! | #VALUE! | #VALUE! | #VALUE! | #VALUE! | #VALUE! | #VALUE! | #VALUE! | #VALUE! | #VALUE!
| Riverside_Palm_Springs | MW | 0 | 0 | 0 | 0 | 0 | 0 | 0 | 0 | 0 | 0 | 0 | 1050 | 0 | 0 | 0 | 2550 | #VALUE! | #VALUE! | #VALUE! | #VALUE! | #VALUE! | #VALUE! | #VALUE! | #VALUE! | #VALUE! | #VALUE! | #VALUE! | #VALUE! | #VALUE! | #VALUE! | #VALUE! | #VALUE! | #VALUE! | #VALUE! | #VALUE! | #VALUE!
| SCADSNV | MW | 0 | 0 | 0 | 0 | 0 | 0 | 0 | 0 | 0 | 0 | 0 | 5100 | 0 | 0 | 0 | 6600 | #VALUE! | #VALUE! | #VALUE! | #VALUE! | #VALUE! | #VALUE! | #VALUE! | #VALUE! | #VALUE! | #VALUE! | #VALUE! | #VALUE! | #VALUE! | #VALUE! | #VALUE! | #VALUE! | #VALUE! | #VALUE! | #VALUE! | #VALUE!
| Kern_Greater_Carrizo | MW | 0 | 0 | 0 | 0 | 0 | 0 | 0 | 0 | 0 | 0 | 0 | 700 | 0 | 0 | 0 | 700 | #VALUE! | #VALUE! | #VALUE! | #VALUE! | #VALUE! | #VALUE! | #VALUE! | #VALUE! | #VALUE! | #VALUE! | #VALUE! | #VALUE! | #VALUE! | #VALUE! | #VALUE! | #VALUE! | #VALUE! | #VALUE! | #VALUE! | #VALUE!
| Carrizo | MW | 0 | 0 | 0 | 0 | 0 | 0 | 0 | 0 | 0 | 0 | 0 | 0 | 0 | 0 | 0 | 0 | #VALUE! | #VALUE! | #VALUE! | #VALUE! | #VALUE! | #VALUE! | #VALUE! | #VALUE! | #VALUE! | #VALUE! | #VALUE! | #VALUE! | #VALUE! | #VALUE! | #VALUE! | #VALUE! | #VALUE! | #VALUE! | #VALUE! | #VALUE!
| Central_Valley_North_Los_Banos | MW | 0 | 0 | 0 | 0 | 0 | 0 | 0 | 0 | 0 | 0 | 0 | 0 | 0 | 0 | 0 | 0 | #VALUE! | #VALUE! | #VALUE! | #VALUE! | #VALUE! | #VALUE! | #VALUE! | #VALUE! | #VALUE! | #VALUE! | #VALUE! | #VALUE! | #VALUE! | #VALUE! | #VALUE! | #VALUE! | #VALUE! | #VALUE! | #VALUE! | #VALUE!
| SPGE | MW | 0 | 0 | 0 | 0 | 0 | 0 | 0 | 0 | 0 | 0 | 0 | 700 | 0 | 0 | 0 | 700 | #VALUE! | #VALUE! | #VALUE! | #VALUE! | #VALUE! | #VALUE! | #VALUE! | #VALUE! | #VALUE! | #VALUE! | #VALUE! | #VALUE! | #VALUE! | #VALUE! | #VALUE! | #VALUE! | #VALUE! | #VALUE! | #VALUE! | #VALUE!
| Tehachapi | MW | 0 | 0 | 0 | 0 | 0 | 0 | 0 | 0 | 0 | 0 | 0 | 399 | 0 | 0 | 0 | 399 | #VALUE! | #VALUE! | #VALUE! | #VALUE! | #VALUE! | #VALUE! | #VALUE! | #VALUE! | #VALUE! | #VALUE! | #VALUE! | #VALUE! | #VALUE! | #VALUE! | #VALUE! | #VALUE! | #VALUE! | #VALUE! | #VALUE! | #VALUE!
| Northern_California_Ex | MW | 0 | 0 | 0 | 0 | 0 | 0 | 0 | 0 | 0 | 0 | 0 | 0 | 0 | 0 | 0 | 0 | #VALUE! | #VALUE! | #VALUE! | #VALUE! | #VALUE! | #VALUE! | #VALUE! | #VALUE! | #VALUE! | #VALUE! | #VALUE! | #VALUE! | #VALUE! | #VALUE! | #VALUE! | #VALUE! | #VALUE! | #VALUE! | #VALUE! | #VALUE!
| Westlands_Ex | MW | 0 | 0 | 0 | 0 | 0 | 0 | 0 | 0 | 0 | 0 | 0 | 0 | 0 | 0 | 0 | 0 | #VALUE! | #VALUE! | #VALUE! | #VALUE! | #VALUE! | #VALUE! | #VALUE! | #VALUE! | #VALUE! | #VALUE! | #VALUE! | #VALUE! | #VALUE! | #VALUE! | #VALUE! | #VALUE! | #VALUE! | #VALUE! | #VALUE! | #VALUE!
| Tehachapi_Ex | MW | 0 | 0 | 0 | 0 | 0 | 0 | 0 | 0 | 0 | 0 | 0 | 0 | 0 | 0 | 0 | 0 | #VALUE! | #VALUE! | #VALUE! | #VALUE! | #VALUE! | #VALUE! | #VALUE! | #VALUE! | #VALUE! | #VALUE! | #VALUE! | #VALUE! | #VALUE! | #VALUE! | #VALUE! | #VALUE! | #VALUE! | #VALUE! | #VALUE! | #VALUE!
| Kramer_Inyokern_Ex | MW | 0 | 0 | 0 | 0 | 0 | 0 | 0 | 0 | 0 | 0 | 0 | 0 | 0 | 0 | 0 | 0 | #VALUE! | #VALUE! | #VALUE! | #VALUE! | #VALUE! | #VALUE! | #VALUE! | #VALUE! | #VALUE! | #VALUE! | #VALUE! | #VALUE! | #VALUE! | #VALUE! | #VALUE! | #VALUE! | #VALUE! | #VALUE! | #VALUE! | #VALUE!
| Southern_California_Desert_Ex | MW | 0 | 0 | 0 | 0 | 0 | 0 | 0 | 0 | 0 | 0 | 0 | 0 | 0 | 0 | 0 | 0 | #VALUE! | #VALUE! | #VALUE! | #VALUE! | #VALUE! | #VALUE! | #VALUE! | #VALUE! | #VALUE! | #VALUE! | #VALUE! | #VALUE! | #VALUE! | #VALUE! | #VALUE! | #VALUE! | #VALUE! | #VALUE! | #VALUE! | #VALUE!
| OffshoreWind_UnknownCost | MW | 0 | 0 | 0 | 0 | 0 | 0 | 0 | 0 | 0 | 0 | 0 | 0 | 0 | 0 | 0 | 0 | #VALUE! | #VALUE! | #VALUE! | #VALUE! | #VALUE! | #VALUE! | #VALUE! | #VALUE! | #VALUE! | #VALUE! | #VALUE! | #VALUE! | #VALUE! | #VALUE! | #VALUE! | #VALUE! | #VALUE! | #VALUE! | #VALUE! | #VALUE!
| None | MW | 0 | 0 | 0 | 0 | 0 | 0 | 0 | 0 | 0 | 0 | 0 | 0 | 0 | 0 | 0 | 0 | #VALUE! | #VALUE! | #VALUE! | #VALUE! | #VALUE! | #VALUE! | #VALUE! | #VALUE! | #VALUE! | #VALUE! | #VALUE! | #VALUE! | #VALUE! | #VALUE! | #VALUE! | #VALUE! | #VALUE! | #VALUE! | #VALUE! | #VALUE!
Remaining Energy Only Transmission
| Tx Zone | Unit | 2015 | 2016 | 2017 | 2018 | 2019 | 2020 | 2021 | 2022 | 2023 | 2024 | 2025 | 2026 | 2027 | 2028 | 2029 | 2030 | 2031 | 2032 | 2033 | 2034 | 2035 | 2036 | 2037 | 2038 | 2039 | 2040 | 2041 | 2042 | 2043 | 2044 | 2045 | 2046 | 2047 | 2048 | 2049 | 2050
| Greater_Kramer | MW | 0 | 0 | 0 | 0 | 0 | 0 | 0 | 0 | 0 | 0 | 0 | 0 | 0 | 0 | 0 | 0 | #VALUE! | #VALUE! | #VALUE! | #VALUE! | #VALUE! | #VALUE! | #VALUE! | #VALUE! | #VALUE! | #VALUE! | #VALUE! | #VALUE! | #VALUE! | #VALUE! | #VALUE! | #VALUE! | #VALUE! | #VALUE! | #VALUE! | #VALUE!
| Inyokern_North_Kramer | MW | 0 | 0 | 0 | 0 | 0 | 0 | 0 | 0 | 0 | 0 | 0 | 0 | 0 | 0 | 0 | 0 | #VALUE! | #VALUE! | #VALUE! | #VALUE! | #VALUE! | #VALUE! | #VALUE! | #VALUE! | #VALUE! | #VALUE! | #VALUE! | #VALUE! | #VALUE! | #VALUE! | #VALUE! | #VALUE! | #VALUE! | #VALUE! | #VALUE! | #VALUE!
| North_Victor | MW | 0 | 0 | 0 | 0 | 0 | 0 | 0 | 0 | 0 | 0 | 0 | 0 | 0 | 0 | 0 | 0 | #VALUE! | #VALUE! | #VALUE! | #VALUE! | #VALUE! | #VALUE! | #VALUE! | #VALUE! | #VALUE! | #VALUE! | #VALUE! | #VALUE! | #VALUE! | #VALUE! | #VALUE! | #VALUE! | #VALUE! | #VALUE! | #VALUE! | #VALUE!
| Humboldt | MW | 0 | 0 | 0 | 0 | 0 | 100 | 66 | 66 | 66 | 66 | 0 | 66 | 0 | 0 | 0 | 66 | #VALUE! | #VALUE! | #VALUE! | #VALUE! | #VALUE! | #VALUE! | #VALUE! | #VALUE! | #VALUE! | #VALUE! | #VALUE! | #VALUE! | #VALUE! | #VALUE! | #VALUE! | #VALUE! | #VALUE! | #VALUE! | #VALUE! | #VALUE!
| Sacramento_River | MW | 0 | 0 | 0 | 0 | 0 | 2600 | 2566 | 2566 | 2566 | 2566 | 0 | 2566 | 0 | 0 | 0 | 0 | #VALUE! | #VALUE! | #VALUE! | #VALUE! | #VALUE! | #VALUE! | #VALUE! | #VALUE! | #VALUE! | #VALUE! | #VALUE! | #VALUE! | #VALUE! | #VALUE! | #VALUE! | #VALUE! | #VALUE! | #VALUE! | #VALUE! | #VALUE!
| Solano | MW | 0 | 0 | 0 | 0 | 0 | 700 | 700 | 700 | 700 | 700 | 0 | 700 | 0 | 0 | 0 | 0 | #VALUE! | #VALUE! | #VALUE! | #VALUE! | #VALUE! | #VALUE! | #VALUE! | #VALUE! | #VALUE! | #VALUE! | #VALUE! | #VALUE! | #VALUE! | #VALUE! | #VALUE! | #VALUE! | #VALUE! | #VALUE! | #VALUE! | #VALUE!
| Solano_subzone | MW | 0 | 0 | 0 | 0 | 0 | 0 | 0 | 0 | 0 | 0 | 0 | 0 | 0 | 0 | 0 | 0 | #VALUE! | #VALUE! | #VALUE! | #VALUE! | #VALUE! | #VALUE! | #VALUE! | #VALUE! | #VALUE! | #VALUE! | #VALUE! | #VALUE! | #VALUE! | #VALUE! | #VALUE! | #VALUE! | #VALUE! | #VALUE! | #VALUE! | #VALUE!
| Mountain_Pass_El_Dorado | MW | 0 | 0 | 0 | 0 | 0 | 2150 | 2150 | 2150 | 2150 | 2150 | 0 | 2150 | 0 | 0 | 0 | 2150 | #VALUE! | #VALUE! | #VALUE! | #VALUE! | #VALUE! | #VALUE! | #VALUE! | #VALUE! | #VALUE! | #VALUE! | #VALUE! | #VALUE! | #VALUE! | #VALUE! | #VALUE! | #VALUE! | #VALUE! | #VALUE! | #VALUE! | #VALUE!
| GLW_VEA | MW | 0 | 0 | 0 | 0 | 0 | 0 | 0 | 0 | 0 | 0 | 0 | 0 | 0 | 0 | 0 | 0 | #VALUE! | #VALUE! | #VALUE! | #VALUE! | #VALUE! | #VALUE! | #VALUE! | #VALUE! | #VALUE! | #VALUE! | #VALUE! | #VALUE! | #VALUE! | #VALUE! | #VALUE! | #VALUE! | #VALUE! | #VALUE! | #VALUE! | #VALUE!
| Greater_Imperial | MW | 0 | 0 | 0 | 0 | 0 | 1900 | 1900 | 1900 | 1900 | 1900 | 0 | 0 | 0 | 0 | 0 | 0 | #VALUE! | #VALUE! | #VALUE! | #VALUE! | #VALUE! | #VALUE! | #VALUE! | #VALUE! | #VALUE! | #VALUE! | #VALUE! | #VALUE! | #VALUE! | #VALUE! | #VALUE! | #VALUE! | #VALUE! | #VALUE! | #VALUE! | #VALUE!
| Riverside_Palm_Springs | MW | 0 | 0 | 0 | 0 | 0 | 2550 | 2550 | 2550 | 2550 | 2550 | 0 | 1500 | 0 | 0 | 0 | 0 | #VALUE! | #VALUE! | #VALUE! | #VALUE! | #VALUE! | #VALUE! | #VALUE! | #VALUE! | #VALUE! | #VALUE! | #VALUE! | #VALUE! | #VALUE! | #VALUE! | #VALUE! | #VALUE! | #VALUE! | #VALUE! | #VALUE! | #VALUE!
| SCADSNV | MW | 0 | 0 | 0 | 0 | 0 | 6600 | 6600 | 6600 | 6600 | 6600 | 0 | 1500 | 0 | 0 | 0 | 0 | #VALUE! | #VALUE! | #VALUE! | #VALUE! | #VALUE! | #VALUE! | #VALUE! | #VALUE! | #VALUE! | #VALUE! | #VALUE! | #VALUE! | #VALUE! | #VALUE! | #VALUE! | #VALUE! | #VALUE! | #VALUE! | #VALUE! | #VALUE!
| Kern_Greater_Carrizo | MW | 0 | 0 | 0 | 0 | 0 | 700 | 700 | 700 | 700 | 700 | 0 | 0 | 0 | 0 | 0 | 0 | #VALUE! | #VALUE! | #VALUE! | #VALUE! | #VALUE! | #VALUE! | #VALUE! | #VALUE! | #VALUE! | #VALUE! | #VALUE! | #VALUE! | #VALUE! | #VALUE! | #VALUE! | #VALUE! | #VALUE! | #VALUE! | #VALUE! | #VALUE!
| Carrizo | MW | 0 | 0 | 0 | 0 | 0 | 0 | 0 | 0 | 0 | 0 | 0 | 0 | 0 | 0 | 0 | 0 | #VALUE! | #VALUE! | #VALUE! | #VALUE! | #VALUE! | #VALUE! | #VALUE! | #VALUE! | #VALUE! | #VALUE! | #VALUE! | #VALUE! | #VALUE! | #VALUE! | #VALUE! | #VALUE! | #VALUE! | #VALUE! | #VALUE! | #VALUE!
| Central_Valley_North_Los_Banos | MW | 0 | 0 | 0 | 0 | 0 | 0 | 0 | 0 | 0 | 0 | 0 | 0 | 0 | 0 | 0 | 0 | #VALUE! | #VALUE! | #VALUE! | #VALUE! | #VALUE! | #VALUE! | #VALUE! | #VALUE! | #VALUE! | #VALUE! | #VALUE! | #VALUE! | #VALUE! | #VALUE! | #VALUE! | #VALUE! | #VALUE! | #VALUE! | #VALUE! | #VALUE!
| SPGE | MW | 0 | 0 | 0 | 0 | 0 | 700 | 700 | 700 | 700 | 700 | 0 | 0 | 0 | 0 | 0 | 0 | #VALUE! | #VALUE! | #VALUE! | #VALUE! | #VALUE! | #VALUE! | #VALUE! | #VALUE! | #VALUE! | #VALUE! | #VALUE! | #VALUE! | #VALUE! | #VALUE! | #VALUE! | #VALUE! | #VALUE! | #VALUE! | #VALUE! | #VALUE!
| Tehachapi | MW | 0 | 0 | 0 | 0 | 0 | 800 | 800 | 800 | 800 | 800 | 0 | 401 | 0 | 0 | 0 | 401 | #VALUE! | #VALUE! | #VALUE! | #VALUE! | #VALUE! | #VALUE! | #VALUE! | #VALUE! | #VALUE! | #VALUE! | #VALUE! | #VALUE! | #VALUE! | #VALUE! | #VALUE! | #VALUE! | #VALUE! | #VALUE! | #VALUE! | #VALUE!
| Northern_California_Ex | MW | 0 | 0 | 0 | 0 | 0 | 0 | 0 | 0 | 0 | 0 | 0 | 0 | 0 | 0 | 0 | 0 | #VALUE! | #VALUE! | #VALUE! | #VALUE! | #VALUE! | #VALUE! | #VALUE! | #VALUE! | #VALUE! | #VALUE! | #VALUE! | #VALUE! | #VALUE! | #VALUE! | #VALUE! | #VALUE! | #VALUE! | #VALUE! | #VALUE! | #VALUE!
| Westlands_Ex | MW | 0 | 0 | 0 | 0 | 0 | 0 | 0 | 0 | 0 | 0 | 0 | 0 | 0 | 0 | 0 | 0 | #VALUE! | #VALUE! | #VALUE! | #VALUE! | #VALUE! | #VALUE! | #VALUE! | #VALUE! | #VALUE! | #VALUE! | #VALUE! | #VALUE! | #VALUE! | #VALUE! | #VALUE! | #VALUE! | #VALUE! | #VALUE! | #VALUE! | #VALUE!
| Tehachapi_Ex | MW | 0 | 0 | 0 | 0 | 0 | 0 | 0 | 0 | 0 | 0 | 0 | 0 | 0 | 0 | 0 | 0 | #VALUE! | #VALUE! | #VALUE! | #VALUE! | #VALUE! | #VALUE! | #VALUE! | #VALUE! | #VALUE! | #VALUE! | #VALUE! | #VALUE! | #VALUE! | #VALUE! | #VALUE! | #VALUE! | #VALUE! | #VALUE! | #VALUE! | #VALUE!
| Kramer_Inyokern_Ex | MW | 0 | 0 | 0 | 0 | 0 | 0 | 0 | 0 | 0 | 0 | 0 | 0 | 0 | 0 | 0 | 0 | #VALUE! | #VALUE! | #VALUE! | #VALUE! | #VALUE! | #VALUE! | #VALUE! | #VALUE! | #VALUE! | #VALUE! | #VALUE! | #VALUE! | #VALUE! | #VALUE! | #VALUE! | #VALUE! | #VALUE! | #VALUE! | #VALUE! | #VALUE!
| Southern_California_Desert_Ex | MW | 0 | 0 | 0 | 0 | 0 | 0 | 0 | 0 | 0 | 0 | 0 | 0 | 0 | 0 | 0 | 0 | #VALUE! | #VALUE! | #VALUE! | #VALUE! | #VALUE! | #VALUE! | #VALUE! | #VALUE! | #VALUE! | #VALUE! | #VALUE! | #VALUE! | #VALUE! | #VALUE! | #VALUE! | #VALUE! | #VALUE! | #VALUE! | #VALUE! | #VALUE!
| OffshoreWind_UnknownCost | MW | 0 | 0 | 0 | 0 | 0 | 0 | 0 | 0 | 0 | 0 | 0 | 0 | 0 | 0 | 0 | 0 | #VALUE! | #VALUE! | #VALUE! | #VALUE! | #VALUE! | #VALUE! | #VALUE! | #VALUE! | #VALUE! | #VALUE! | #VALUE! | #VALUE! | #VALUE! | #VALUE! | #VALUE! | #VALUE! | #VALUE! | #VALUE! | #VALUE! | #VALUE!
| None | MW | 0 | 0 | 0 | 0 | 0 | 0 | 0 | 0 | 0 | 0 | 0 | 0 | 0 | 0 | 0 | 0 | #VALUE! | #VALUE! | #VALUE! | #VALUE! | #VALUE! | #VALUE! | #VALUE! | #VALUE! | #VALUE! | #VALUE! | #VALUE! | #VALUE! | #VALUE! | #VALUE! | #VALUE! | #VALUE! | #VALUE! | #VALUE! | #VALUE! | #VALUE!
RPS and Renewable Curtailment Summary
| Metric | Unit | 2015 | 2016 | 2017 | 2018 | 2019 | 2020 | 2021 | 2022 | 2023 | 2024 | 2025 | 2026 | 2027 | 2028 | 2029 | 2030 | 2031 | 2032 | 2033 | 2034 | 2035 | 2036 | 2037 | 2038 | 2039 | 2040 | 2041 | 2042 | 2043 | 2044 | 2045 | 2046 | 2047 | 2048 | 2049 | 2050
| T&D Losses | % | 0% | 0% | 0% | 0% | 0% | 7.24% | 7.24% | 7.24% | 7.24% | 7.24% | 0% | 7.24% | 0% | 0% | 0% | 7.24% | #VALUE! | #VALUE! | #VALUE! | #VALUE! | #VALUE! | #VALUE! | #VALUE! | #VALUE! | #VALUE! | #VALUE! | #VALUE! | #VALUE! | #VALUE! | #VALUE! | #VALUE! | #VALUE! | #VALUE! | #VALUE! | #VALUE! | #VALUE!
| Pumping Loads - not grossed up for losses | GWh | 0 | 0 | 0 | 0 | 0 | 7918 | 7933 | 7950 | 7970 | 7985 | 0 | 8008 | 0 | 0 | 0 | 8047 | #VALUE! | #VALUE! | #VALUE! | #VALUE! | #VALUE! | #VALUE! | #VALUE! | #VALUE! | #VALUE! | #VALUE! | #VALUE! | #VALUE! | #VALUE! | #VALUE! | #VALUE! | #VALUE! | #VALUE! | #VALUE! | #VALUE! | #VALUE!
| Metric | Unit | 2015 | 2016 | 2017 | 2018 | 2019 | 2020 | 2021 | 2022 | 2023 | 2024 | 2025 | 2026 | 2027 | 2028 | 2029 | 2030 | 2031 | 2032 | 2033 | 2034 | 2035 | 2036 | 2037 | 2038 | 2039 | 2040 | 2041 | 2042 | 2043 | 2044 | 2045 | 2046 | 2047 | 2048 | 2049 | 2050
| RPS Target | GWh | 0 | 0 | 0 | 0 | 0 | 68692.0295 | 75841.8734 | 83389.9095 | 91058.5327 | 98720.2341 | 0 | 114233.1528 | 0 | 0 | 0 | 145994.8422 | #VALUE! | #VALUE! | #VALUE! | #VALUE! | #VALUE! | #VALUE! | #VALUE! | #VALUE! | #VALUE! | #VALUE! | #VALUE! | #VALUE! | #VALUE! | #VALUE! | #VALUE! | #VALUE! | #VALUE! | #VALUE! | #VALUE! | #VALUE!
| Delivered RPS Renewables, excl. Pipeline Biogas and Scheduled Curtailment | GWh | 0 | 0 | 0 | 0 | 0 | 87018.6583 | 93780.49 | 105842.7731 | 111563.8279 | 120904.5873 | 0 | 137914.4777 | 0 | 0 | 0 | 170271.116 | #VALUE! | #VALUE! | #VALUE! | #VALUE! | #VALUE! | #VALUE! | #VALUE! | #VALUE! | #VALUE! | #VALUE! | #VALUE! | #VALUE! | #VALUE! | #VALUE! | #VALUE! | #VALUE! | #VALUE! | #VALUE! | #VALUE! | #VALUE!
| Pipeline Biogas | GWh | 0 | 0 | 0 | 0 | 0 | 0 | 0 | 0 | 0 | 0 | 0 | 0 | 0 | 0 | 0 | 0 | 0 | 0 | 0 | 0 | 0 | 0 | 0 | 0 | 0 | 0 | 0 | 0 | 0 | 0 | 0 | #VALUE! | #VALUE! | #VALUE! | #VALUE! | #VALUE!
| Non-Modeled RPS Renewables (AESO wind mainly) | GWh | 0 | 0 | 0 | 0 | 0 | 2847.6088 | 2847.6088 | 2847.6088 | 2847.6088 | 2847.6088 | 0 | 2847.6088 | 0 | 0 | 0 | 2847.6088 | #VALUE! | #VALUE! | #VALUE! | #VALUE! | #VALUE! | #VALUE! | #VALUE! | #VALUE! | #VALUE! | #VALUE! | #VALUE! | #VALUE! | #VALUE! | #VALUE! | #VALUE! | #VALUE! | #VALUE! | #VALUE! | #VALUE! | #VALUE!
| RPS Spent Bank | GWh | 0 | 0 | 0 | 0 | 0 | 0 | 0 | 0 | 0 | 4908.539 | 0 | 15707.105 | 0 | 0 | 0 | 0 | #VALUE! | #VALUE! | #VALUE! | #VALUE! | #VALUE! | #VALUE! | #VALUE! | #VALUE! | #VALUE! | #VALUE! | #VALUE! | #VALUE! | #VALUE! | #VALUE! | #VALUE! | #VALUE! | #VALUE! | #VALUE! | #VALUE! | #VALUE!
| SB100-eligible Resources (Hydro and Nuclear) | GWh | 0 | 0 | 0 | 0 | 0 | 52875.8947 | 53020.7813 | 52983.9278 | 53051.2307 | 43859.9399 | 0 | 35202.0509 | 0 | 0 | 0 | 35022.7961 | #VALUE! | #VALUE! | #VALUE! | #VALUE! | #VALUE! | #VALUE! | #VALUE! | #VALUE! | #VALUE! | #VALUE! | #VALUE! | #VALUE! | #VALUE! | #VALUE! | #VALUE! | #VALUE! | #VALUE! | #VALUE! | #VALUE! | #VALUE!
| Storage Losses Subtracted from RPS | GWh | 0 | 0 | 0 | 0 | 0 | 694.0769 | 1036.2178 | 1175.4659 | 1395.8849 | 2202.623 | 0 | 3369.9696 | 0 | 0 | 0 | 5377.3111 | #VALUE! | #VALUE! | #VALUE! | #VALUE! | #VALUE! | #VALUE! | #VALUE! | #VALUE! | #VALUE! | #VALUE! | #VALUE! | #VALUE! | #VALUE! | #VALUE! | #VALUE! | #VALUE! | #VALUE! | #VALUE! | #VALUE! | #VALUE!
| Scheduled Curtailment | GWh | 0 | 0 | 0 | 0 | 0 | 137.6794 | 500.3357 | 678.8886 | 956.4434 | 759.9662 | 0 | 1469.6558 | 0 | 0 | 0 | 5044.506 | #VALUE! | #VALUE! | #VALUE! | #VALUE! | #VALUE! | #VALUE! | #VALUE! | #VALUE! | #VALUE! | #VALUE! | #VALUE! | #VALUE! | #VALUE! | #VALUE! | #VALUE! | #VALUE! | #VALUE! | #VALUE! | #VALUE! | #VALUE!
| Subhourly Curtailment | GWh | 0 | 0 | 0 | 0 | 0 | 174.3246 | 223.3255 | 413.0843 | 560.0849 | 263.3771 | 0 | 392.9599 | 0 | 0 | 0 | 944.1401 | #VALUE! | #VALUE! | #VALUE! | #VALUE! | #VALUE! | #VALUE! | #VALUE! | #VALUE! | #VALUE! | #VALUE! | #VALUE! | #VALUE! | #VALUE! | #VALUE! | #VALUE! | #VALUE! | #VALUE! | #VALUE! | #VALUE! | #VALUE!
| RPS-bound Retail Sales | GWh | 0 | 0 | 0 | 0 | 0 | 208017.723 | 212337.2703 | 217097.7317 | 221537.1882 | 225420.3944 | 0 | 232316.0284 | 0 | 0 | 0 | 243610.8284 | #VALUE! | #VALUE! | #VALUE! | #VALUE! | #VALUE! | #VALUE! | #VALUE! | #VALUE! | #VALUE! | #VALUE! | #VALUE! | #VALUE! | #VALUE! | #VALUE! | #VALUE! | #VALUE! | #VALUE! | #VALUE! | #VALUE! | #VALUE!
| Curtailment (scheduled and subhourly) | % of RPS Renew. | 0% | 0% | 0% | 0% | 0% | 0.3467% | 0.7451% | 0.9984% | 1.315% | 0.8219% | 0% | 1.31% | 0% | 0% | 0% | 3.361% | 0% | 0% | 0% | 0% | 0% | 0% | 0% | 0% | 0% | 0% | 0% | 0% | 0% | 0% | 0% | 0% | 0% | 0% | 0% | 0%
| Curtailment and Storage Losses | % of RPS Renew. | 0% | 0% | 0% | 0% | 0% | 1.118% | 1.812% | 2.073% | 2.524% | 2.591% | 0% | 3.679% | 0% | 0% | 0% | 6.38% | 0% | 0% | 0% | 0% | 0% | 0% | 0% | 0% | 0% | 0% | 0% | 0% | 0% | 0% | 0% | 0% | 0% | 0% | 0% | 0%
| RPS Target (% of retail sales) | % of Retail Sales | 0% | 0% | 0% | 0% | 0% | 33.02% | 35.72% | 38.41% | 41.1% | 43.79% | 0% | 49.17% | 0% | 0% | 0% | 59.93% | 0% | 0% | 0% | 0% | 0% | 0% | 0% | 0% | 0% | 0% | 0% | 0% | 0% | 0% | 0% | 0% | 0% | 0% | 0% | 0%
| Delivered Effective RPS Percentage - Excl. Spent Bank | % of Retail Sales | 0% | 0% | 0% | 0% | 0% | 42.78% | 44.91% | 49.33% | 50.76% | 53.8% | 0% | 58.97% | 0% | 0% | 0% | 68.47% | 0% | 0% | 0% | 0% | 0% | 0% | 0% | 0% | 0% | 0% | 0% | 0% | 0% | 0% | 0% | 0% | 0% | 0% | 0% | 0%
| Spent Bank | % of Retail Sales | 0% | 0% | 0% | 0% | 0% | 0% | 0% | 0% | 0% | 2.178% | 0% | 6.761% | 0% | 0% | 0% | 0% | 0% | 0% | 0% | 0% | 0% | 0% | 0% | 0% | 0% | 0% | 0% | 0% | 0% | 0% | 0% | 0% | 0% | 0% | 0% | 0%
| Delivered Effective RPS Percentage - Incl. Spent Bank | % of Retail Sales | 0% | 0% | 0% | 0% | 0% | 42.78% | 44.91% | 49.33% | 50.76% | 55.98% | 0% | 65.73% | 0% | 0% | 0% | 68.47% | 0% | 0% | 0% | 0% | 0% | 0% | 0% | 0% | 0% | 0% | 0% | 0% | 0% | 0% | 0% | 0% | 0% | 0% | 0% | 0%
| SB100% | % of Retail Sales | 0% | 0% | 0% | 0% | 0% | 65.7% | 67.37% | 71.13% | 72.11% | 70.76% | 0% | 71.65% | 0% | 0% | 0% | 80.2% | 0% | 0% | 0% | 0% | 0% | 0% | 0% | 0% | 0% | 0% | 0% | 0% | 0% | 0% | 0% | 0% | 0% | 0% | 0% | 0%
| RPS Dual | $/MWh | 0 | 0 | 0 | 0 | 0 | 0 | 0 | 0 | 0 | 0 | 0 | 0 | 0 | 0 | 0 | 0 | #VALUE! | #VALUE! | #VALUE! | #VALUE! | #VALUE! | #VALUE! | #VALUE! | #VALUE! | #VALUE! | #VALUE! | #VALUE! | #VALUE! | #VALUE! | #VALUE! | #VALUE! | #VALUE! | #VALUE! | #VALUE! | #VALUE! | #VALUE!
Local Capacity Summary
Local Capacity Build
| Technology | Unit | 2015 | 2016 | 2017 | 2018 | 2019 | 2020 | 2021 | 2022 | 2023 | 2024 | 2025 | 2026 | 2027 | 2028 | 2029 | 2030 | 2031 | 2032 | 2033 | 2034 | 2035 | 2036 | 2037 | 2038 | 2039 | 2040 | 2041 | 2042 | 2043 | 2044 | 2045 | 2046 | 2047 | 2048 | 2049 | 2050
| CAISO_Advanced_CCGT | MW | 0 | 0 | 0 | 0 | 0 | 0 | 0 | 0 | 0 | 0 | 0 | 0 | 0 | 0 | 0 | 0 | #VALUE! | #VALUE! | #VALUE! | #VALUE! | #VALUE! | #VALUE! | #VALUE! | #VALUE! | #VALUE! | #VALUE! | #VALUE! | #VALUE! | #VALUE! | #VALUE! | #VALUE! | #VALUE! | #VALUE! | #VALUE! | #VALUE! | #VALUE!
| CAISO_Aero_CT | MW | 0 | 0 | 0 | 0 | 0 | 0 | 0 | 0 | 0 | 0 | 0 | 0 | 0 | 0 | 0 | 0 | #VALUE! | #VALUE! | #VALUE! | #VALUE! | #VALUE! | #VALUE! | #VALUE! | #VALUE! | #VALUE! | #VALUE! | #VALUE! | #VALUE! | #VALUE! | #VALUE! | #VALUE! | #VALUE! | #VALUE! | #VALUE! | #VALUE! | #VALUE!
| CAISO_Reciprocating_Engine | MW | 0 | 0 | 0 | 0 | 0 | 0 | 0 | 0 | 0 | 0 | 0 | 0 | 0 | 0 | 0 | 0 | #VALUE! | #VALUE! | #VALUE! | #VALUE! | #VALUE! | #VALUE! | #VALUE! | #VALUE! | #VALUE! | #VALUE! | #VALUE! | #VALUE! | #VALUE! | #VALUE! | #VALUE! | #VALUE! | #VALUE! | #VALUE! | #VALUE! | #VALUE!
| Distributed Solar | MW | 0 | 0 | 0 | 0 | 0 | 0 | 0 | 0 | 0 | 0 | 0 | 0 | 0 | 0 | 0 | 0 | #VALUE! | #VALUE! | #VALUE! | #VALUE! | #VALUE! | #VALUE! | #VALUE! | #VALUE! | #VALUE! | #VALUE! | #VALUE! | #VALUE! | #VALUE! | #VALUE! | #VALUE! | #VALUE! | #VALUE! | #VALUE! | #VALUE! | #VALUE!
| CAISO_New_Pumped_Storage | MW | 0 | 0 | 0 | 0 | 0 | 0 | 0 | 0 | 0 | 0 | 0 | 0 | 0 | 0 | 0 | 0 | #VALUE! | #VALUE! | #VALUE! | #VALUE! | #VALUE! | #VALUE! | #VALUE! | #VALUE! | #VALUE! | #VALUE! | #VALUE! | #VALUE! | #VALUE! | #VALUE! | #VALUE! | #VALUE! | #VALUE! | #VALUE! | #VALUE! | #VALUE!
| CAISO_New_Li_Battery | MW | 0 | 0 | 0 | 0 | 0 | 0 | 0 | 0 | 0 | 0 | 0 | 0 | 0 | 0 | 0 | 0 | #VALUE! | #VALUE! | #VALUE! | #VALUE! | #VALUE! | #VALUE! | #VALUE! | #VALUE! | #VALUE! | #VALUE! | #VALUE! | #VALUE! | #VALUE! | #VALUE! | #VALUE! | #VALUE! | #VALUE! | #VALUE! | #VALUE! | #VALUE!
| BTM_Li_Battery | MW | 0 | 0 | 0 | 0 | 0 | 0 | 0 | 0 | 0 | 0 | 0 | 0 | 0 | 0 | 0 | 0 | #VALUE! | #VALUE! | #VALUE! | #VALUE! | #VALUE! | #VALUE! | #VALUE! | #VALUE! | #VALUE! | #VALUE! | #VALUE! | #VALUE! | #VALUE! | #VALUE! | #VALUE! | #VALUE! | #VALUE! | #VALUE! | #VALUE! | #VALUE!
| CAISO_New_Flow_Battery | MW | 0 | 0 | 0 | 0 | 0 | 0 | 0 | 0 | 0 | 0 | 0 | 0 | 0 | 0 | 0 | 0 | #VALUE! | #VALUE! | #VALUE! | #VALUE! | #VALUE! | #VALUE! | #VALUE! | #VALUE! | #VALUE! | #VALUE! | #VALUE! | #VALUE! | #VALUE! | #VALUE! | #VALUE! | #VALUE! | #VALUE! | #VALUE! | #VALUE! | #VALUE!
| Total | MW | 0 | 0 | 0 | 0 | 0 | 0 | 0 | 0 | 0 | 0 | 0 | 0 | 0 | 0 | 0 | 0 | #VALUE! | #VALUE! | #VALUE! | #VALUE! | #VALUE! | #VALUE! | #VALUE! | #VALUE! | #VALUE! | #VALUE! | #VALUE! | #VALUE! | #VALUE! | #VALUE! | #VALUE! | #VALUE! | #VALUE! | #VALUE! | #VALUE! | #VALUE!
| LCR Deficiency | MW | 0 | 0 | 0 | 0 | 0 | 0 | 0 | 0 | 0 | 0 | 0 | 0 | 0 | 0 | 0 | 0 | #VALUE! | #VALUE! | #VALUE! | #VALUE! | #VALUE! | #VALUE! | #VALUE! | #VALUE! | #VALUE! | #VALUE! | #VALUE! | #VALUE! | #VALUE! | #VALUE! | #VALUE! | #VALUE! | #VALUE! | #VALUE! | #VALUE! | #VALUE!
Planning Reserve Margin Summary
| Metric | Unit | 2015 | 2016 | 2017 | 2018 | 2019 | 2020 | 2021 | 2022 | 2023 | 2024 | 2025 | 2026 | 2027 | 2028 | 2029 | 2030 | 2031 | 2032 | 2033 | 2034 | 2035 | 2036 | 2037 | 2038 | 2039 | 2040 | 2041 | 2042 | 2043 | 2044 | 2045 | 2046 | 2047 | 2048 | 2049 | 2050
| Peak Load | MW | 0 | 0 | 0 | 0 | 0 | 49016.35 | 49168.4 | 49716.65 | 50370.08 | 50927.23 | 0 | 52125.36 | 0 | 0 | 0 | 54205.95 | #VALUE! | #VALUE! | #VALUE! | #VALUE! | #VALUE! | #VALUE! | #VALUE! | #VALUE! | #VALUE! | #VALUE! | #VALUE! | #VALUE! | #VALUE! | #VALUE! | #VALUE! | #VALUE! | #VALUE! | #VALUE! | #VALUE! | #VALUE!
| Reserve Margin Requirement | % | 0% | 0% | 0% | 0% | 0% | 15% | 15% | 15% | 15% | 15% | 0% | 15% | 0% | 0% | 0% | 15% | #VALUE! | #VALUE! | #VALUE! | #VALUE! | #VALUE! | #VALUE! | #VALUE! | #VALUE! | #VALUE! | #VALUE! | #VALUE! | #VALUE! | #VALUE! | #VALUE! | #VALUE! | #VALUE! | #VALUE! | #VALUE! | #VALUE! | #VALUE!
| Total Reserve Margin Requirement | MW | 0 | 0 | 0 | 0 | 0 | 56368.8025 | 56543.66 | 57174.1475 | 57925.592 | 58566.3145 | 0 | 59944.164 | 0 | 0 | 0 | 62336.8425 | #VALUE! | #VALUE! | #VALUE! | #VALUE! | #VALUE! | #VALUE! | #VALUE! | #VALUE! | #VALUE! | #VALUE! | #VALUE! | #VALUE! | #VALUE! | #VALUE! | #VALUE! | #VALUE! | #VALUE! | #VALUE! | #VALUE! | #VALUE!
| Firm Capacity | MW | 0 | 0 | 0 | 0 | 0 | 38298.07 | 37216.74 | 37216.74 | 37216.74 | 33787 | 0 | 32654.44 | 0 | 0 | 0 | 31827.33 | #VALUE! | #VALUE! | #VALUE! | #VALUE! | #VALUE! | #VALUE! | #VALUE! | #VALUE! | #VALUE! | #VALUE! | #VALUE! | #VALUE! | #VALUE! | #VALUE! | #VALUE! | #VALUE! | #VALUE! | #VALUE! | #VALUE! | #VALUE!
| CCGT | MW | 0 | 0 | 0 | 0 | 0 | 14247.68 | 15453.96 | 15453.96 | 15453.96 | 15453.96 | 0 | 15453.96 | 0 | 0 | 0 | 15453.96 | #VALUE! | #VALUE! | #VALUE! | #VALUE! | #VALUE! | #VALUE! | #VALUE! | #VALUE! | #VALUE! | #VALUE! | #VALUE! | #VALUE! | #VALUE! | #VALUE! | #VALUE! | #VALUE! | #VALUE! | #VALUE! | #VALUE! | #VALUE!
| Peaker | MW | 0 | 0 | 0 | 0 | 0 | 8334.04 | 8334.04 | 8334.04 | 8334.04 | 8334.04 | 0 | 8334.04 | 0 | 0 | 0 | 7508.76 | #VALUE! | #VALUE! | #VALUE! | #VALUE! | #VALUE! | #VALUE! | #VALUE! | #VALUE! | #VALUE! | #VALUE! | #VALUE! | #VALUE! | #VALUE! | #VALUE! | #VALUE! | #VALUE! | #VALUE! | #VALUE! | #VALUE! | #VALUE!
| Steam Turbine | MW | 0 | 0 | 0 | 0 | 0 | 4575.22 | 2287.61 | 2287.61 | 2287.61 | 0 | 0 | 0 | 0 | 0 | 0 | 0 | #VALUE! | #VALUE! | #VALUE! | #VALUE! | #VALUE! | #VALUE! | #VALUE! | #VALUE! | #VALUE! | #VALUE! | #VALUE! | #VALUE! | #VALUE! | #VALUE! | #VALUE! | #VALUE! | #VALUE! | #VALUE! | #VALUE! | #VALUE!
| CHP | MW | 0 | 0 | 0 | 0 | 0 | 1455.68 | 1455.68 | 1455.68 | 1455.68 | 1455.68 | 0 | 1455.68 | 0 | 0 | 0 | 1455.68 | #VALUE! | #VALUE! | #VALUE! | #VALUE! | #VALUE! | #VALUE! | #VALUE! | #VALUE! | #VALUE! | #VALUE! | #VALUE! | #VALUE! | #VALUE! | #VALUE! | #VALUE! | #VALUE! | #VALUE! | #VALUE! | #VALUE! | #VALUE!
| Hydro (small + large) | MW | 0 | 0 | 0 | 0 | 0 | 5157.64 | 5157.64 | 5157.64 | 5157.64 | 5157.64 | 0 | 5157.64 | 0 | 0 | 0 | 5157.14 | #VALUE! | #VALUE! | #VALUE! | #VALUE! | #VALUE! | #VALUE! | #VALUE! | #VALUE! | #VALUE! | #VALUE! | #VALUE! | #VALUE! | #VALUE! | #VALUE! | #VALUE! | #VALUE! | #VALUE! | #VALUE! | #VALUE! | #VALUE!
| Nuclear | MW | 0 | 0 | 0 | 0 | 0 | 2279.91 | 2279.91 | 2279.91 | 2279.91 | 1137.78 | 0 | 0 | 0 | 0 | 0 | 0 | #VALUE! | #VALUE! | #VALUE! | #VALUE! | #VALUE! | #VALUE! | #VALUE! | #VALUE! | #VALUE! | #VALUE! | #VALUE! | #VALUE! | #VALUE! | #VALUE! | #VALUE! | #VALUE! | #VALUE! | #VALUE! | #VALUE! | #VALUE!
| Coal | MW | 0 | 0 | 0 | 0 | 0 | 0 | 0 | 0 | 0 | 0 | 0 | 0 | 0 | 0 | 0 | 0 | #VALUE! | #VALUE! | #VALUE! | #VALUE! | #VALUE! | #VALUE! | #VALUE! | #VALUE! | #VALUE! | #VALUE! | #VALUE! | #VALUE! | #VALUE! | #VALUE! | #VALUE! | #VALUE! | #VALUE! | #VALUE! | #VALUE! | #VALUE!
| Geothermal | MW | 0 | 0 | 0 | 0 | 0 | 1140.41 | 1140.41 | 1140.41 | 1140.41 | 1140.41 | 0 | 1140.41 | 0 | 0 | 0 | 1140.41 | #VALUE! | #VALUE! | #VALUE! | #VALUE! | #VALUE! | #VALUE! | #VALUE! | #VALUE! | #VALUE! | #VALUE! | #VALUE! | #VALUE! | #VALUE! | #VALUE! | #VALUE! | #VALUE! | #VALUE! | #VALUE! | #VALUE! | #VALUE!
| Biomass | MW | 0 | 0 | 0 | 0 | 0 | 630.05 | 630.05 | 630.05 | 630.05 | 630.05 | 0 | 630.05 | 0 | 0 | 0 | 628.73 | #VALUE! | #VALUE! | #VALUE! | #VALUE! | #VALUE! | #VALUE! | #VALUE! | #VALUE! | #VALUE! | #VALUE! | #VALUE! | #VALUE! | #VALUE! | #VALUE! | #VALUE! | #VALUE! | #VALUE! | #VALUE! | #VALUE! | #VALUE!
| Shed DR | MW | 0 | 0 | 0 | 0 | 0 | 0 | 0 | 0 | 0 | 0 | 0 | 0 | 0 | 0 | 0 | 0 | #VALUE! | #VALUE! | #VALUE! | #VALUE! | #VALUE! | #VALUE! | #VALUE! | #VALUE! | #VALUE! | #VALUE! | #VALUE! | #VALUE! | #VALUE! | #VALUE! | #VALUE! | #VALUE! | #VALUE! | #VALUE! | #VALUE! | #VALUE!
| Import Capacity | MW | 0 | 0 | 0 | 0 | 0 | 5000 | 5000 | 5000 | 5000 | 5000 | 0 | 5000 | 0 | 0 | 0 | 5000 | #VALUE! | #VALUE! | #VALUE! | #VALUE! | #VALUE! | #VALUE! | #VALUE! | #VALUE! | #VALUE! | #VALUE! | #VALUE! | #VALUE! | #VALUE! | #VALUE! | #VALUE! | #VALUE! | #VALUE! | #VALUE! | #VALUE! | #VALUE!
| Storage | MW | 0 | 0 | 0 | 0 | 0 | 4657.93 | 5837.86 | 5837.86 | 6294.98 | 10100.86 | 0 | 12416.8 | 0 | 0 | 0 | 14916.21 | #VALUE! | #VALUE! | #VALUE! | #VALUE! | #VALUE! | #VALUE! | #VALUE! | #VALUE! | #VALUE! | #VALUE! | #VALUE! | #VALUE! | #VALUE! | #VALUE! | #VALUE! | #VALUE! | #VALUE! | #VALUE! | #VALUE! | #VALUE!
| Battery (incl. BTM) | MW | 0 | 0 | 0 | 0 | 0 | 3058.74 | 4238.67 | 4238.67 | 4695.78 | 8501.66 | 0 | 10817.6 | 0 | 0 | 0 | 13317.01 | #VALUE! | #VALUE! | #VALUE! | #VALUE! | #VALUE! | #VALUE! | #VALUE! | #VALUE! | #VALUE! | #VALUE! | #VALUE! | #VALUE! | #VALUE! | #VALUE! | #VALUE! | #VALUE! | #VALUE! | #VALUE! | #VALUE! | #VALUE!
| Pumped Storage | MW | 0 | 0 | 0 | 0 | 0 | 1599.2 | 1599.2 | 1599.2 | 1599.2 | 1599.2 | 0 | 1599.2 | 0 | 0 | 0 | 1599.2 | #VALUE! | #VALUE! | #VALUE! | #VALUE! | #VALUE! | #VALUE! | #VALUE! | #VALUE! | #VALUE! | #VALUE! | #VALUE! | #VALUE! | #VALUE! | #VALUE! | #VALUE! | #VALUE! | #VALUE! | #VALUE! | #VALUE! | #VALUE!
| Variable Renewable ELCC (Incl. BTM) | MW | 0 | 0 | 0 | 0 | 0 | 8412.8 | 8489.05 | 9243.2 | 9413.87 | 9678.45 | 0 | 9872.92 | 0 | 0 | 0 | 10593.29 | #VALUE! | #VALUE! | #VALUE! | #VALUE! | #VALUE! | #VALUE! | #VALUE! | #VALUE! | #VALUE! | #VALUE! | #VALUE! | #VALUE! | #VALUE! | #VALUE! | #VALUE! | #VALUE! | #VALUE! | #VALUE! | #VALUE! | #VALUE!
| Total Available Capacity | MW | 0 | 0 | 0 | 0 | 0 | 56368.8 | 56543.65 | 57297.8 | 57925.59 | 58566.31 | 0 | 59944.16 | 0 | 0 | 0 | 62336.83 | #VALUE! | #VALUE! | #VALUE! | #VALUE! | #VALUE! | #VALUE! | #VALUE! | #VALUE! | #VALUE! | #VALUE! | #VALUE! | #VALUE! | #VALUE! | #VALUE! | #VALUE! | #VALUE! | #VALUE! | #VALUE! | #VALUE! | #VALUE!
| Actual Reserve Margin | % | 0% | 0% | 0% | 0% | 0% | 15% | 15% | 15.25% | 15% | 15% | 0% | 15% | 0% | 0% | 0% | 15% | #VALUE! | #VALUE! | #VALUE! | #VALUE! | #VALUE! | #VALUE! | #VALUE! | #VALUE! | #VALUE! | #VALUE! | #VALUE! | #VALUE! | #VALUE! | #VALUE! | #VALUE! | #VALUE! | #VALUE! | #VALUE! | #VALUE! | #VALUE!
| Marginal PRM Cost | $/kW-yr. | 0 | 0 | 0 | 0 | 0 | 484.1255 | 803.5779 | 0 | 272.9394 | 235.4337 | 0 | 213.1526 | 0 | 0 | 0 | 14.8253 | #VALUE! | #VALUE! | #VALUE! | #VALUE! | #VALUE! | #VALUE! | #VALUE! | #VALUE! | #VALUE! | #VALUE! | #VALUE! | #VALUE! | #VALUE! | #VALUE! | #VALUE! | #VALUE! | #VALUE! | #VALUE! | #VALUE! | #VALUE!
| Solar Capacity Factor for Marginal ELCC (input assumption) | % | 32% | 32% | 32% | 32% | 32% | 32% | 32% | 32% | 32% | 32% | 32% | 32% | 32% | 32% | 32% | 32% | 32% | 32% | 32% | 32% | 32% | 32% | 32% | 32% | 32% | 32% | 32% | 32% | 32% | 32% | 32% | 32% | 32% | 32% | 32% | 32%
| Wind Capacity Factor for Marginal ELCC (input assumption) | % | 35% | 35% | 35% | 35% | 35% | 35% | 35% | 35% | 35% | 35% | 35% | 35% | 35% | 35% | 35% | 35% | 35% | 35% | 35% | 35% | 35% | 35% | 35% | 35% | 35% | 35% | 35% | 35% | 35% | 35% | 35% | 35% | 35% | 35% | 35% | 35%
| Marginal Solar ELCC | % | 0% | 0% | 0% | 0% | 0% | 3.564% | 2.277% | 2.256% | 2.244% | 2.233% | 0% | 2.223% | 0% | 0% | 0% | 2.212% | 0% | 0% | 0% | 0% | 0% | 0% | 0% | 0% | 0% | 0% | 0% | 0% | 0% | 0% | 0% | 0% | 0% | 0% | 0% | 0%
| Marginal Wind ELCC | % | 0% | 0% | 0% | 0% | 0% | 31.49% | 31% | 30.71% | 20.1% | 20% | 0% | 19.91% | 0% | 0% | 0% | 19.82% | 0% | 0% | 0% | 0% | 0% | 0% | 0% | 0% | 0% | 0% | 0% | 0% | 0% | 0% | 0% | 0% | 0% | 0% | 0% | 0%
Imports and Exports Summary
Imports into CAISO
| Path | Unit | 2015 | 2016 | 2017 | 2018 | 2019 | 2020 | 2021 | 2022 | 2023 | 2024 | 2025 | 2026 | 2027 | 2028 | 2029 | 2030 | 2031 | 2032 | 2033 | 2034 | 2035 | 2036 | 2037 | 2038 | 2039 | 2040 | 2041 | 2042 | 2043 | 2044 | 2045 | 2046 | 2047 | 2048 | 2049 | 2050
| BANC_to_CAISO | GWh | 0 | 0 | 0 | 0 | 0 | 1691.1132 | 1480.7817 | 1264.9536 | 1468.3912 | 1905.6242 | 0 | 1880.9684 | 0 | 0 | 0 | 1075.3065 | #VALUE! | #VALUE! | #VALUE! | #VALUE! | #VALUE! | #VALUE! | #VALUE! | #VALUE! | #VALUE! | #VALUE! | #VALUE! | #VALUE! | #VALUE! | #VALUE! | #VALUE! | #VALUE! | #VALUE! | #VALUE! | #VALUE! | #VALUE!
| LDWP_to_CAISO | GWh | 0 | 0 | 0 | 0 | 0 | 266.2988 | 181.7436 | 157.3164 | 167.624 | 396.4816 | 0 | 436.1493 | 0 | 0 | 0 | 111.0754 | #VALUE! | #VALUE! | #VALUE! | #VALUE! | #VALUE! | #VALUE! | #VALUE! | #VALUE! | #VALUE! | #VALUE! | #VALUE! | #VALUE! | #VALUE! | #VALUE! | #VALUE! | #VALUE! | #VALUE! | #VALUE! | #VALUE! | #VALUE!
| IID_to_CAISO | GWh | 0 | 0 | 0 | 0 | 0 | 2992.4939 | 3050.2389 | 2820.4426 | 2655.4948 | 2857.0761 | 0 | 2117.5768 | 0 | 0 | 0 | 1226.3584 | #VALUE! | #VALUE! | #VALUE! | #VALUE! | #VALUE! | #VALUE! | #VALUE! | #VALUE! | #VALUE! | #VALUE! | #VALUE! | #VALUE! | #VALUE! | #VALUE! | #VALUE! | #VALUE! | #VALUE! | #VALUE! | #VALUE! | #VALUE!
| NW_to_CAISO_Unspecified | GWh | 0 | 0 | 0 | 0 | 0 | 10676.3648 | 8534.7551 | 7599.2994 | 7079.0959 | 6430.9511 | 0 | 4607.3766 | 0 | 0 | 0 | 3413.0924 | #VALUE! | #VALUE! | #VALUE! | #VALUE! | #VALUE! | #VALUE! | #VALUE! | #VALUE! | #VALUE! | #VALUE! | #VALUE! | #VALUE! | #VALUE! | #VALUE! | #VALUE! | #VALUE! | #VALUE! | #VALUE! | #VALUE! | #VALUE!
| SW_to_CAISO | GWh | 0 | 0 | 0 | 0 | 0 | 11637.9734 | 11409.9381 | 13751.2916 | 15791.2932 | 15801.0657 | 0 | 16535.6465 | 0 | 0 | 0 | 15561.1809 | #VALUE! | #VALUE! | #VALUE! | #VALUE! | #VALUE! | #VALUE! | #VALUE! | #VALUE! | #VALUE! | #VALUE! | #VALUE! | #VALUE! | #VALUE! | #VALUE! | #VALUE! | #VALUE! | #VALUE! | #VALUE! | #VALUE! | #VALUE!
Exports out of CAISO
| Path | Unit | 2015 | 2016 | 2017 | 2018 | 2019 | 2020 | 2021 | 2022 | 2023 | 2024 | 2025 | 2026 | 2027 | 2028 | 2029 | 2030 | 2031 | 2032 | 2033 | 2034 | 2035 | 2036 | 2037 | 2038 | 2039 | 2040 | 2041 | 2042 | 2043 | 2044 | 2045 | 2046 | 2047 | 2048 | 2049 | 2050
| BANC_to_CAISO | GWh | 0 | 0 | 0 | 0 | 0 | -51.0689 | -36.8812 | -16.3769 | -12.7648 | -7.4289 | 0 | -0.29959 | 0 | 0 | 0 | -6.3153 | #VALUE! | #VALUE! | #VALUE! | #VALUE! | #VALUE! | #VALUE! | #VALUE! | #VALUE! | #VALUE! | #VALUE! | #VALUE! | #VALUE! | #VALUE! | #VALUE! | #VALUE! | #VALUE! | #VALUE! | #VALUE! | #VALUE! | #VALUE!
| LDWP_to_CAISO | GWh | 0 | 0 | 0 | 0 | 0 | -18.7791 | -10.3085 | -10.8398 | -10.0075 | -0.80076 | 0 | -0.61512 | 0 | 0 | 0 | -6.0525 | #VALUE! | #VALUE! | #VALUE! | #VALUE! | #VALUE! | #VALUE! | #VALUE! | #VALUE! | #VALUE! | #VALUE! | #VALUE! | #VALUE! | #VALUE! | #VALUE! | #VALUE! | #VALUE! | #VALUE! | #VALUE! | #VALUE! | #VALUE!
| IID_to_CAISO | GWh | 0 | 0 | 0 | 0 | 0 | 0 | 0 | 0 | 0 | 0 | 0 | 0 | 0 | 0 | 0 | 0 | #VALUE! | #VALUE! | #VALUE! | #VALUE! | #VALUE! | #VALUE! | #VALUE! | #VALUE! | #VALUE! | #VALUE! | #VALUE! | #VALUE! | #VALUE! | #VALUE! | #VALUE! | #VALUE! | #VALUE! | #VALUE! | #VALUE! | #VALUE!
| NW_to_CAISO_Unspecified | GWh | 0 | 0 | 0 | 0 | 0 | -65.7056 | -135.4073 | -451.7387 | -589.5584 | -354.3764 | 0 | -652.0769 | 0 | 0 | 0 | -1465.3747 | #VALUE! | #VALUE! | #VALUE! | #VALUE! | #VALUE! | #VALUE! | #VALUE! | #VALUE! | #VALUE! | #VALUE! | #VALUE! | #VALUE! | #VALUE! | #VALUE! | #VALUE! | #VALUE! | #VALUE! | #VALUE! | #VALUE! | #VALUE!
| SW_to_CAISO | GWh | 0 | 0 | 0 | 0 | 0 | -808.8213 | -811.4437 | -1623.232 | -1934.226 | -1856.8522 | 0 | -2488.7147 | 0 | 0 | 0 | -3795.9144 | #VALUE! | #VALUE! | #VALUE! | #VALUE! | #VALUE! | #VALUE! | #VALUE! | #VALUE! | #VALUE! | #VALUE! | #VALUE! | #VALUE! | #VALUE! | #VALUE! | #VALUE! | #VALUE! | #VALUE! | #VALUE! | #VALUE! | #VALUE!
Fixed Costs Summary
CA Fixed Costs by Technology, excluding non-modelled, embedded costs
| Technology | Unit | 2015 | 2016 | 2017 | 2018 | 2019 | 2020 | 2021 | 2022 | 2023 | 2024 | 2025 | 2026 | 2027 | 2028 | 2029 | 2030 | 2031 | 2032 | 2033 | 2034 | 2035 | 2036 | 2037 | 2038 | 2039 | 2040 | 2041 | 2042 | 2043 | 2044 | 2045 | 2046 | 2047 | 2048 | 2049 | 2050
| CAISO_ST | $MM | 0 | 0 | 0 | 0 | 0 | 50.8754 | 25.4377 | 25.4377 | 25.4377 | 0 | 0 | 0 | 0 | 0 | 0 | 0 | #VALUE! | #VALUE! | #VALUE! | #VALUE! | #VALUE! | #VALUE! | #VALUE! | #VALUE! | #VALUE! | #VALUE! | #VALUE! | #VALUE! | #VALUE! | #VALUE! | #VALUE! | #VALUE! | #VALUE! | #VALUE! | #VALUE! | #VALUE!
| CAISO_CCGT1 | $MM | 0 | 0 | 0 | 0 | 0 | 133.9288 | 148.2004 | 148.2004 | 148.2004 | 148.2004 | 0 | 148.2004 | 0 | 0 | 0 | 148.2004 | #VALUE! | #VALUE! | #VALUE! | #VALUE! | #VALUE! | #VALUE! | #VALUE! | #VALUE! | #VALUE! | #VALUE! | #VALUE! | #VALUE! | #VALUE! | #VALUE! | #VALUE! | #VALUE! | #VALUE! | #VALUE! | #VALUE! | #VALUE!
| CAISO_CCGT2 | $MM | 0 | 0 | 0 | 0 | 0 | 32.5437 | 32.5437 | 32.5437 | 32.5437 | 32.5437 | 0 | 32.5437 | 0 | 0 | 0 | 32.5437 | #VALUE! | #VALUE! | #VALUE! | #VALUE! | #VALUE! | #VALUE! | #VALUE! | #VALUE! | #VALUE! | #VALUE! | #VALUE! | #VALUE! | #VALUE! | #VALUE! | #VALUE! | #VALUE! | #VALUE! | #VALUE! | #VALUE! | #VALUE!
| CAISO_Peaker1 | $MM | 0 | 0 | 0 | 0 | 0 | 67.2945 | 67.2945 | 67.2945 | 67.2945 | 67.2945 | 0 | 67.2945 | 0 | 0 | 0 | 55.0595 | #VALUE! | #VALUE! | #VALUE! | #VALUE! | #VALUE! | #VALUE! | #VALUE! | #VALUE! | #VALUE! | #VALUE! | #VALUE! | #VALUE! | #VALUE! | #VALUE! | #VALUE! | #VALUE! | #VALUE! | #VALUE! | #VALUE! | #VALUE!
| CAISO_Peaker2 | $MM | 0 | 0 | 0 | 0 | 0 | 50.4334 | 50.4334 | 50.4334 | 50.4334 | 50.4334 | 0 | 50.4334 | 0 | 0 | 0 | 50.4334 | #VALUE! | #VALUE! | #VALUE! | #VALUE! | #VALUE! | #VALUE! | #VALUE! | #VALUE! | #VALUE! | #VALUE! | #VALUE! | #VALUE! | #VALUE! | #VALUE! | #VALUE! | #VALUE! | #VALUE! | #VALUE! | #VALUE! | #VALUE!
| CAISO_Advanced_CCGT | $MM | 0 | 0 | 0 | 0 | 0 | 0 | 0 | 0 | 0 | 0 | 0 | 0 | 0 | 0 | 0 | 0 | #VALUE! | #VALUE! | #VALUE! | #VALUE! | #VALUE! | #VALUE! | #VALUE! | #VALUE! | #VALUE! | #VALUE! | #VALUE! | #VALUE! | #VALUE! | #VALUE! | #VALUE! | #VALUE! | #VALUE! | #VALUE! | #VALUE! | #VALUE!
| CAISO_Aero_CT | $MM | 0 | 0 | 0 | 0 | 0 | 0 | 0 | 0 | 0 | 0 | 0 | 0 | 0 | 0 | 0 | 0 | #VALUE! | #VALUE! | #VALUE! | #VALUE! | #VALUE! | #VALUE! | #VALUE! | #VALUE! | #VALUE! | #VALUE! | #VALUE! | #VALUE! | #VALUE! | #VALUE! | #VALUE! | #VALUE! | #VALUE! | #VALUE! | #VALUE! | #VALUE!
| CAISO_Reciprocating_Engine | $MM | 0 | 0 | 0 | 0 | 0 | 3.4962 | 3.4962 | 3.4962 | 3.4962 | 3.4962 | 0 | 3.4962 | 0 | 0 | 0 | 3.4962 | #VALUE! | #VALUE! | #VALUE! | #VALUE! | #VALUE! | #VALUE! | #VALUE! | #VALUE! | #VALUE! | #VALUE! | #VALUE! | #VALUE! | #VALUE! | #VALUE! | #VALUE! | #VALUE! | #VALUE! | #VALUE! | #VALUE! | #VALUE!
| CAISO_CHP | $MM | 0 | 0 | 0 | 0 | 0 | 0 | 0 | 0 | 0 | 0 | 0 | 0 | 0 | 0 | 0 | 0 | #VALUE! | #VALUE! | #VALUE! | #VALUE! | #VALUE! | #VALUE! | #VALUE! | #VALUE! | #VALUE! | #VALUE! | #VALUE! | #VALUE! | #VALUE! | #VALUE! | #VALUE! | #VALUE! | #VALUE! | #VALUE! | #VALUE! | #VALUE!
| CAISO_Coal | $MM | 0 | 0 | 0 | 0 | 0 | 0 | 0 | 0 | 0 | 0 | 0 | 0 | 0 | 0 | 0 | 0 | #VALUE! | #VALUE! | #VALUE! | #VALUE! | #VALUE! | #VALUE! | #VALUE! | #VALUE! | #VALUE! | #VALUE! | #VALUE! | #VALUE! | #VALUE! | #VALUE! | #VALUE! | #VALUE! | #VALUE! | #VALUE! | #VALUE! | #VALUE!
| CAISO_Nuclear | $MM | 0 | 0 | 0 | 0 | 0 | 0 | 0 | 0 | 0 | 0 | 0 | 0 | 0 | 0 | 0 | 0 | #VALUE! | #VALUE! | #VALUE! | #VALUE! | #VALUE! | #VALUE! | #VALUE! | #VALUE! | #VALUE! | #VALUE! | #VALUE! | #VALUE! | #VALUE! | #VALUE! | #VALUE! | #VALUE! | #VALUE! | #VALUE! | #VALUE! | #VALUE!
| Hydro | $MM | 0 | 0 | 0 | 0 | 0 | 0 | 0 | 0 | 0 | 0 | 0 | 0 | 0 | 0 | 0 | 0 | #VALUE! | #VALUE! | #VALUE! | #VALUE! | #VALUE! | #VALUE! | #VALUE! | #VALUE! | #VALUE! | #VALUE! | #VALUE! | #VALUE! | #VALUE! | #VALUE! | #VALUE! | #VALUE! | #VALUE! | #VALUE! | #VALUE! | #VALUE!
| Hydro_NW_CAISO | $MM | 0 | 0 | 0 | 0 | 0 | 0 | 0 | 0 | 0 | 0 | 0 | 0 | 0 | 0 | 0 | 0 | #VALUE! | #VALUE! | #VALUE! | #VALUE! | #VALUE! | #VALUE! | #VALUE! | #VALUE! | #VALUE! | #VALUE! | #VALUE! | #VALUE! | #VALUE! | #VALUE! | #VALUE! | #VALUE! | #VALUE! | #VALUE! | #VALUE! | #VALUE!
| CAISO_Conventional_DR | $MM | 0 | 0 | 0 | 0 | 0 | 0 | 0 | 0 | 0 | 0 | 0 | 0 | 0 | 0 | 0 | 0 | #VALUE! | #VALUE! | #VALUE! | #VALUE! | #VALUE! | #VALUE! | #VALUE! | #VALUE! | #VALUE! | #VALUE! | #VALUE! | #VALUE! | #VALUE! | #VALUE! | #VALUE! | #VALUE! | #VALUE! | #VALUE! | #VALUE! | #VALUE!
| Customer_PV | $MM | 0 | 0 | 0 | 0 | 0 | 0 | 0 | 0 | 0 | 0 | 0 | 0 | 0 | 0 | 0 | 0 | #VALUE! | #VALUE! | #VALUE! | #VALUE! | #VALUE! | #VALUE! | #VALUE! | #VALUE! | #VALUE! | #VALUE! | #VALUE! | #VALUE! | #VALUE! | #VALUE! | #VALUE! | #VALUE! | #VALUE! | #VALUE! | #VALUE! | #VALUE!
| Solar | $MM | 0 | 0 | 0 | 0 | 0 | 156.0487 | 305.8259 | 449.7006 | 589.6608 | 815.8782 | 0 | 1357.883 | 0 | 0 | 0 | 2185.1788 | #VALUE! | #VALUE! | #VALUE! | #VALUE! | #VALUE! | #VALUE! | #VALUE! | #VALUE! | #VALUE! | #VALUE! | #VALUE! | #VALUE! | #VALUE! | #VALUE! | #VALUE! | #VALUE! | #VALUE! | #VALUE! | #VALUE! | #VALUE!
| Geothermal | $MM | 0 | 0 | 0 | 0 | 0 | 0 | 0 | 0 | 0 | 0 | 0 | 0 | 0 | 0 | 0 | 0 | #VALUE! | #VALUE! | #VALUE! | #VALUE! | #VALUE! | #VALUE! | #VALUE! | #VALUE! | #VALUE! | #VALUE! | #VALUE! | #VALUE! | #VALUE! | #VALUE! | #VALUE! | #VALUE! | #VALUE! | #VALUE! | #VALUE! | #VALUE!
| Biomass | $MM | 0 | 0 | 0 | 0 | 0 | 0 | 0 | 0 | 0 | 0 | 0 | 0 | 0 | 0 | 0 | 0 | #VALUE! | #VALUE! | #VALUE! | #VALUE! | #VALUE! | #VALUE! | #VALUE! | #VALUE! | #VALUE! | #VALUE! | #VALUE! | #VALUE! | #VALUE! | #VALUE! | #VALUE! | #VALUE! | #VALUE! | #VALUE! | #VALUE! | #VALUE!
| Small_Hydro | $MM | 0 | 0 | 0 | 0 | 0 | 0 | 0 | 0 | 0 | 0 | 0 | 0 | 0 | 0 | 0 | 0 | #VALUE! | #VALUE! | #VALUE! | #VALUE! | #VALUE! | #VALUE! | #VALUE! | #VALUE! | #VALUE! | #VALUE! | #VALUE! | #VALUE! | #VALUE! | #VALUE! | #VALUE! | #VALUE! | #VALUE! | #VALUE! | #VALUE! | #VALUE!
| Wind | $MM | 0 | 0 | 0 | 0 | 0 | 0 | 4.3703 | 346.4243 | 376.2389 | 467.3161 | 0 | 483.6636 | 0 | 0 | 0 | 1162.2074 | #VALUE! | #VALUE! | #VALUE! | #VALUE! | #VALUE! | #VALUE! | #VALUE! | #VALUE! | #VALUE! | #VALUE! | #VALUE! | #VALUE! | #VALUE! | #VALUE! | #VALUE! | #VALUE! | #VALUE! | #VALUE! | #VALUE! | #VALUE!
| Offshore_Wind | $MM | 0 | 0 | 0 | 0 | 0 | 0 | 0 | 0 | 0 | 0 | 0 | 0 | 0 | 0 | 0 | 0 | #VALUE! | #VALUE! | #VALUE! | #VALUE! | #VALUE! | #VALUE! | #VALUE! | #VALUE! | #VALUE! | #VALUE! | #VALUE! | #VALUE! | #VALUE! | #VALUE! | #VALUE! | #VALUE! | #VALUE! | #VALUE! | #VALUE! | #VALUE!
| Pumped_Hydro | $MM | 0 | 0 | 0 | 0 | 0 | 0 | 0 | 0 | 0 | 0 | 0 | 0 | 0 | 0 | 0 | 0 | #VALUE! | #VALUE! | #VALUE! | #VALUE! | #VALUE! | #VALUE! | #VALUE! | #VALUE! | #VALUE! | #VALUE! | #VALUE! | #VALUE! | #VALUE! | #VALUE! | #VALUE! | #VALUE! | #VALUE! | #VALUE! | #VALUE! | #VALUE!
| Li_Battery | $MM | 0 | 0 | 0 | 0 | 0 | 444.649 | 603.3514 | 603.3514 | 643.6917 | 1083.8475 | 0 | 1406.0024 | 0 | 0 | 0 | 1783.2813 | #VALUE! | #VALUE! | #VALUE! | #VALUE! | #VALUE! | #VALUE! | #VALUE! | #VALUE! | #VALUE! | #VALUE! | #VALUE! | #VALUE! | #VALUE! | #VALUE! | #VALUE! | #VALUE! | #VALUE! | #VALUE! | #VALUE! | #VALUE!
| BTM_Li_Battery | $MM | 0 | 0 | 0 | 0 | 0 | 0.87866 | 0.87866 | 0.87866 | 0.87866 | 0.87866 | 0 | 0.87866 | 0 | 0 | 0 | 0.87866 | #VALUE! | #VALUE! | #VALUE! | #VALUE! | #VALUE! | #VALUE! | #VALUE! | #VALUE! | #VALUE! | #VALUE! | #VALUE! | #VALUE! | #VALUE! | #VALUE! | #VALUE! | #VALUE! | #VALUE! | #VALUE! | #VALUE! | #VALUE!
| Flow_Battery | $MM | 0 | 0 | 0 | 0 | 0 | 0 | 0 | 0 | 0 | 0 | 0 | 0 | 0 | 0 | 0 | 0 | #VALUE! | #VALUE! | #VALUE! | #VALUE! | #VALUE! | #VALUE! | #VALUE! | #VALUE! | #VALUE! | #VALUE! | #VALUE! | #VALUE! | #VALUE! | #VALUE! | #VALUE! | #VALUE! | #VALUE! | #VALUE! | #VALUE! | #VALUE!
| Hydrogen_Electrolysis | $MM | 0 | 0 | 0 | 0 | 0 | 0 | 0 | 0 | 0 | 0 | 0 | 0 | 0 | 0 | 0 | 0 | #VALUE! | #VALUE! | #VALUE! | #VALUE! | #VALUE! | #VALUE! | #VALUE! | #VALUE! | #VALUE! | #VALUE! | #VALUE! | #VALUE! | #VALUE! | #VALUE! | #VALUE! | #VALUE! | #VALUE! | #VALUE! | #VALUE! | #VALUE!
| Flexible_Load | $MM | 0 | 0 | 0 | 0 | 0 | 0 | 0 | 0 | 0 | 0 | 0 | 0 | 0 | 0 | 0 | 0 | #VALUE! | #VALUE! | #VALUE! | #VALUE! | #VALUE! | #VALUE! | #VALUE! | #VALUE! | #VALUE! | #VALUE! | #VALUE! | #VALUE! | #VALUE! | #VALUE! | #VALUE! | #VALUE! | #VALUE! | #VALUE! | #VALUE! | #VALUE!
| Renewable Tx Build in CAISO | $MM | 0 | 0 | 0 | 0 | 0 | 0 | 0 | 0 | 0 | 0 | 0 | 2.6584 | 0 | 0 | 0 | 146.1179 | #VALUE! | #VALUE! | #VALUE! | #VALUE! | #VALUE! | #VALUE! | #VALUE! | #VALUE! | #VALUE! | #VALUE! | #VALUE! | #VALUE! | #VALUE! | #VALUE! | #VALUE! | #VALUE! | #VALUE! | #VALUE! | #VALUE! | #VALUE!
| Total | $MM | 0 | 0 | 0 | 0 | 0 | 940.1486 | 1241.8323 | 1727.7609 | 1937.8759 | 2669.8888 | 0 | 3553.0544 | 0 | 0 | 0 | 5567.3973 | #VALUE! | #VALUE! | #VALUE! | #VALUE! | #VALUE! | #VALUE! | #VALUE! | #VALUE! | #VALUE! | #VALUE! | #VALUE! | #VALUE! | #VALUE! | #VALUE! | #VALUE! | #VALUE! | #VALUE! | #VALUE! | #VALUE! | #VALUE!
Operating Cost Summary (incl. imports)
Annual Contracted Resource Operating Costs, including carbon cost
| Metric | Unit | 2015 | 2016 | 2017 | 2018 | 2019 | 2020 | 2021 | 2022 | 2023 | 2024 | 2025 | 2026 | 2027 | 2028 | 2029 | 2030 | 2031 | 2032 | 2033 | 2034 | 2035 | 2036 | 2037 | 2038 | 2039 | 2040 | 2041 | 2042 | 2043 | 2044 | 2045 | 2046 | 2047 | 2048 | 2049 | 2050
| Variable Operating Costs for CAISO Resources | $MM | 0 | 0 | 0 | 0 | 0 | 3042.0428 | 3084.4196 | 2875.2042 | 2837.2418 | 2902.9079 | 0 | 3001.8241 | 0 | 0 | 0 | 2732.4215 | #VALUE! | #VALUE! | #VALUE! | #VALUE! | #VALUE! | #VALUE! | #VALUE! | #VALUE! | #VALUE! | #VALUE! | #VALUE! | #VALUE! | #VALUE! | #VALUE! | #VALUE! | #VALUE! | #VALUE! | #VALUE! | #VALUE! | #VALUE!
| Incremental Biogas Costs | $MM | 0 | 0 | 0 | 0 | 0 | 0 | 0 | 0 | 0 | 0 | 0 | 0 | 0 | 0 | 0 | 0 | #VALUE! | #VALUE! | #VALUE! | #VALUE! | #VALUE! | #VALUE! | #VALUE! | #VALUE! | #VALUE! | #VALUE! | #VALUE! | #VALUE! | #VALUE! | #VALUE! | #VALUE! | #VALUE! | #VALUE! | #VALUE! | #VALUE! | #VALUE!
| Market Purchases (incl Carbon Allowance and scheduled NW Hydro) | $MM | 0 | 0 | 0 | 0 | 0 | 740.4227 | 954.8464 | 710.341 | 752.5798 | 735.7397 | 0 | 668.3465 | 0 | 0 | 0 | 542.1521 | #VALUE! | #VALUE! | #VALUE! | #VALUE! | #VALUE! | #VALUE! | #VALUE! | #VALUE! | #VALUE! | #VALUE! | #VALUE! | #VALUE! | #VALUE! | #VALUE! | #VALUE! | #VALUE! | #VALUE! | #VALUE! | #VALUE! | #VALUE!
| Market Revenues | $MM | 0 | 0 | 0 | 0 | 0 | -61.3737 | -57.5321 | -79.2048 | -85.1758 | -76.4741 | 0 | -71.3463 | 0 | 0 | 0 | -130.9485 | #VALUE! | #VALUE! | #VALUE! | #VALUE! | #VALUE! | #VALUE! | #VALUE! | #VALUE! | #VALUE! | #VALUE! | #VALUE! | #VALUE! | #VALUE! | #VALUE! | #VALUE! | #VALUE! | #VALUE! | #VALUE! | #VALUE! | #VALUE!
| Energy Credit for non-CAISO Renewables Contracted to CAISO | $MM | 0 | 0 | 0 | 0 | 0 | -117.5277 | -120.8209 | -119.9023 | -120.2122 | -121.784 | 0 | -123.4085 | 0 | 0 | 0 | -122.4614 | #VALUE! | #VALUE! | #VALUE! | #VALUE! | #VALUE! | #VALUE! | #VALUE! | #VALUE! | #VALUE! | #VALUE! | #VALUE! | #VALUE! | #VALUE! | #VALUE! | #VALUE! | #VALUE! | #VALUE! | #VALUE! | #VALUE! | #VALUE!
| Total CAISO Operating Cost | $MM | 0 | 0 | 0 | 0 | 0 | 3603.564 | 3860.9129 | 3386.4381 | 3384.4336 | 3440.3895 | 0 | 3475.4158 | 0 | 0 | 0 | 3021.1637 | #VALUE! | #VALUE! | #VALUE! | #VALUE! | #VALUE! | #VALUE! | #VALUE! | #VALUE! | #VALUE! | #VALUE! | #VALUE! | #VALUE! | #VALUE! | #VALUE! | #VALUE! | #VALUE! | #VALUE! | #VALUE! | #VALUE! | #VALUE!
| Market Purchases | GWh | 0 | 0 | 0 | 0 | 0 | 37859.2277 | 35397.3293 | 36296.3222 | 37932.2175 | 38221.6097 | 0 | 37001.614 | 0 | 0 | 0 | 32633.2049 | #VALUE! | #VALUE! | #VALUE! | #VALUE! | #VALUE! | #VALUE! | #VALUE! | #VALUE! | #VALUE! | #VALUE! | #VALUE! | #VALUE! | #VALUE! | #VALUE! | #VALUE! | #VALUE! | #VALUE! | #VALUE! | #VALUE! | #VALUE!
| Market Sales | GWh | 0 | 0 | 0 | 0 | 0 | -944.3749 | -994.0407 | -2102.1874 | -2546.5568 | -2219.4583 | 0 | -3141.7063 | 0 | 0 | 0 | -5273.657 | #VALUE! | #VALUE! | #VALUE! | #VALUE! | #VALUE! | #VALUE! | #VALUE! | #VALUE! | #VALUE! | #VALUE! | #VALUE! | #VALUE! | #VALUE! | #VALUE! | #VALUE! | #VALUE! | #VALUE! | #VALUE! | #VALUE! | #VALUE!
| Total OOS renewables contracted to CAISO | GWh | 0 | 0 | 0 | 0 | 0 | 4814.6711 | 4507.9764 | 4502.289 | 4511.1134 | 4522.6135 | 0 | 4505.7901 | 0 | 0 | 0 | 4435.6602 | #VALUE! | #VALUE! | #VALUE! | #VALUE! | #VALUE! | #VALUE! | #VALUE! | #VALUE! | #VALUE! | #VALUE! | #VALUE! | #VALUE! | #VALUE! | #VALUE! | #VALUE! | #VALUE! | #VALUE! | #VALUE! | #VALUE! | #VALUE!
Revenue Requirement, Retail Rates and Total Resource Cost
Revenue Requirement and Retail Rate Results
| Component | Unit | 2015 | 2016 | 2017 | 2018 | 2019 | 2020 | 2021 | 2022 | 2023 | 2024 | 2025 | 2026 | 2027 | 2028 | 2029 | 2030 | 2031 | 2032 | 2033 | 2034 | 2035 | 2036 | 2037 | 2038 | 2039 | 2040 | 2041 | 2042 | 2043 | 2044 | 2045 | 2046 | 2047 | 2048 | 2049 | 2050
| Baseline Non-Modeled Costs | $MM | 0 | 0 | 0 | 0 | 0 | 35600.8778 | 37548.6205 | 37045.3485 | 36361.0565 | 35921.0626 | 0 | 32891.6043 | 0 | 0 | 0 | 33265.7056 | #VALUE! | #VALUE! | #VALUE! | #VALUE! | #VALUE! | #VALUE! | #VALUE! | #VALUE! | #VALUE! | #VALUE! | #VALUE! | #VALUE! | #VALUE! | #VALUE! | #VALUE! | #VALUE! | #VALUE! | #VALUE! | #VALUE! | #VALUE!
| Scenario-Specific Non-Modeled Costs | $MM | 0 | 0 | 0 | 0 | 0 | 146.8217 | 216.3119 | 255.5743 | 294.112 | 324.8193 | 0 | 368.2118 | 0 | 0 | 0 | 437.2968 | #VALUE! | #VALUE! | #VALUE! | #VALUE! | #VALUE! | #VALUE! | #VALUE! | #VALUE! | #VALUE! | #VALUE! | #VALUE! | #VALUE! | #VALUE! | #VALUE! | #VALUE! | #VALUE! | #VALUE! | #VALUE! | #VALUE! | #VALUE!
| Baseline Thermal Fleet Fixed Costs | $MM | 0 | 0 | 0 | 0 | 0 | 338.5722 | 327.406 | 327.406 | 327.406 | 301.9683 | 0 | 301.9683 | 0 | 0 | 0 | 289.7332 | #VALUE! | #VALUE! | #VALUE! | #VALUE! | #VALUE! | #VALUE! | #VALUE! | #VALUE! | #VALUE! | #VALUE! | #VALUE! | #VALUE! | #VALUE! | #VALUE! | #VALUE! | #VALUE! | #VALUE! | #VALUE! | #VALUE! | #VALUE!
| New Renewables Fixed Costs | $MM | 0 | 0 | 0 | 0 | 0 | 156.0487 | 310.1962 | 796.1249 | 965.8996 | 1283.1944 | 0 | 1841.5467 | 0 | 0 | 0 | 3347.3862 | #VALUE! | #VALUE! | #VALUE! | #VALUE! | #VALUE! | #VALUE! | #VALUE! | #VALUE! | #VALUE! | #VALUE! | #VALUE! | #VALUE! | #VALUE! | #VALUE! | #VALUE! | #VALUE! | #VALUE! | #VALUE! | #VALUE! | #VALUE!
| New Storage Fixed Costs | $MM | 0 | 0 | 0 | 0 | 0 | 445.5277 | 604.2301 | 604.2301 | 644.5703 | 1084.7261 | 0 | 1406.8811 | 0 | 0 | 0 | 1784.16 | #VALUE! | #VALUE! | #VALUE! | #VALUE! | #VALUE! | #VALUE! | #VALUE! | #VALUE! | #VALUE! | #VALUE! | #VALUE! | #VALUE! | #VALUE! | #VALUE! | #VALUE! | #VALUE! | #VALUE! | #VALUE! | #VALUE! | #VALUE!
| New Thermal Fleet Fixed Costs | $MM | 0 | 0 | 0 | 0 | 0 | 0 | 0 | 0 | 0 | 0 | 0 | 0 | 0 | 0 | 0 | 0 | #VALUE! | #VALUE! | #VALUE! | #VALUE! | #VALUE! | #VALUE! | #VALUE! | #VALUE! | #VALUE! | #VALUE! | #VALUE! | #VALUE! | #VALUE! | #VALUE! | #VALUE! | #VALUE! | #VALUE! | #VALUE! | #VALUE! | #VALUE!
| New DR Fixed Costs | $MM | 0 | 0 | 0 | 0 | 0 | 0 | 0 | 0 | 0 | 0 | 0 | 0 | 0 | 0 | 0 | 0 | #VALUE! | #VALUE! | #VALUE! | #VALUE! | #VALUE! | #VALUE! | #VALUE! | #VALUE! | #VALUE! | #VALUE! | #VALUE! | #VALUE! | #VALUE! | #VALUE! | #VALUE! | #VALUE! | #VALUE! | #VALUE! | #VALUE! | #VALUE!
| New Transmission Fixed Costs | $MM | 0 | 0 | 0 | 0 | 0 | 0 | 0 | 0 | 0 | 0 | 0 | 2.6584 | 0 | 0 | 0 | 146.1179 | #VALUE! | #VALUE! | #VALUE! | #VALUE! | #VALUE! | #VALUE! | #VALUE! | #VALUE! | #VALUE! | #VALUE! | #VALUE! | #VALUE! | #VALUE! | #VALUE! | #VALUE! | #VALUE! | #VALUE! | #VALUE! | #VALUE! | #VALUE!
| Total Operating Cost (Incl. Import/Export) | $MM | 0 | 0 | 0 | 0 | 0 | 3603.564 | 3860.9129 | 3386.4381 | 3384.4336 | 3440.3895 | 0 | 3475.4158 | 0 | 0 | 0 | 3021.1637 | #VALUE! | #VALUE! | #VALUE! | #VALUE! | #VALUE! | #VALUE! | #VALUE! | #VALUE! | #VALUE! | #VALUE! | #VALUE! | #VALUE! | #VALUE! | #VALUE! | #VALUE! | #VALUE! | #VALUE! | #VALUE! | #VALUE! | #VALUE!
| Total Revenue Requirement | $MM | 0 | 0 | 0 | 0 | 0 | 40291.4121 | 42867.6776 | 42415.1219 | 41977.4781 | 42356.1602 | 0 | 40288.2863 | 0 | 0 | 0 | 42291.5634 | #VALUE! | #VALUE! | #VALUE! | #VALUE! | #VALUE! | #VALUE! | #VALUE! | #VALUE! | #VALUE! | #VALUE! | #VALUE! | #VALUE! | #VALUE! | #VALUE! | #VALUE! | #VALUE! | #VALUE! | #VALUE! | #VALUE! | #VALUE!
| Scenario-Specific Customer Costs | $MM | 0 | 0 | 0 | 0 | 0 | 2160.6418 | 2160.6418 | 2160.6418 | 2160.6418 | 2160.6418 | 0 | 2160.6418 | 0 | 0 | 0 | 2160.6418 | #VALUE! | #VALUE! | #VALUE! | #VALUE! | #VALUE! | #VALUE! | #VALUE! | #VALUE! | #VALUE! | #VALUE! | #VALUE! | #VALUE! | #VALUE! | #VALUE! | #VALUE! | #VALUE! | #VALUE! | #VALUE! | #VALUE! | #VALUE!
| Total Resource Cost | $MM | 0 | 0 | 0 | 0 | 0 | 42452.0539 | 45028.3194 | 44575.7637 | 44138.1198 | 44516.802 | 0 | 42448.9281 | 0 | 0 | 0 | 44452.2052 | #VALUE! | #VALUE! | #VALUE! | #VALUE! | #VALUE! | #VALUE! | #VALUE! | #VALUE! | #VALUE! | #VALUE! | #VALUE! | #VALUE! | #VALUE! | #VALUE! | #VALUE! | #VALUE! | #VALUE! | #VALUE! | #VALUE! | #VALUE!
| Total Retail Sales | GWh/yr | 0 | 0 | 0 | 0 | 0 | 215947.1884 | 220281.9847 | 225059.7951 | 229520.3535 | 233416.53 | 0 | 240338.3575 | 0 | 0 | 0 | 251673.9886 | #VALUE! | #VALUE! | #VALUE! | #VALUE! | #VALUE! | #VALUE! | #VALUE! | #VALUE! | #VALUE! | #VALUE! | #VALUE! | #VALUE! | #VALUE! | #VALUE! | #VALUE! | #VALUE! | #VALUE! | #VALUE! | #VALUE! | #VALUE!
| Retail Rate | cts/kWh | 0 | 0 | 0 | 0 | 0 | 18.658 | 19.4604 | 18.8462 | 18.2892 | 18.1462 | 0 | 16.7632 | 0 | 0 | 0 | 16.8041 | 0 | 0 | 0 | 0 | 0 | 0 | 0 | 0 | 0 | 0 | 0 | 0 | 0 | 0 | 0 | 0 | 0 | 0 | 0 | 0
| PV Revenue Requirement ($MM) | 214304.3852
| Baseline Thermal Fleet Fixed Costs | 4936.4902
| New Renewables Fixed Costs | 38574.3234
| New Storage Fixed Costs | 23025.6997
| New Thermal Fleet Fixed Costs | 0
| New DR Fixed Costs | 0
| New Transmission Costs | 1359.4321
| Operational Costs | 52986.2544
| Levelized Revenue Requirement ($MM/yr) | 13089.3282
| Baseline Thermal Fleet Fixed Costs | 301.512
| New Renewables Fixed Costs | 2356.0506
| New Storage Fixed Costs | 1406.3685
| New Thermal Fleet Fixed Costs | 0
| New DR Fixed Costs | 0
| New Transmission Costs | 83.0317
| Operational Costs | 3236.3056
Retail Rate (cts/kWh) Results
| Component | Unit | 2015 | 2016 | 2017 | 2018 | 2019 | 2020 | 2021 | 2022 | 2023 | 2024 | 2025 | 2026 | 2027 | 2028 | 2029 | 2030 | 2031 | 2032 | 2033 | 2034 | 2035 | 2036 | 2037 | 2038 | 2039 | 2040 | 2041 | 2042 | 2043 | 2044 | 2045 | 2046 | 2047 | 2048 | 2049 | 2050
| Baseline Non-Modeled Costs | cts/kWh | 0 | 0 | 0 | 0 | 0 | 16.4859 | 17.0457 | 16.4602 | 15.8422 | 15.3893 | 0 | 13.6855 | 0 | 0 | 0 | 13.2178 | #VALUE! | #VALUE! | #VALUE! | #VALUE! | #VALUE! | #VALUE! | #VALUE! | #VALUE! | #VALUE! | #VALUE! | #VALUE! | #VALUE! | #VALUE! | #VALUE! | #VALUE! | #VALUE! | #VALUE! | #VALUE! | #VALUE! | #VALUE!
| DSM Non-Modeled Costs | cts/kWh | 0 | 0 | 0 | 0 | 0 | 0.06799 | 0.098198 | 0.11356 | 0.12814 | 0.13916 | 0 | 0.15321 | 0 | 0 | 0 | 0.17376 | #VALUE! | #VALUE! | #VALUE! | #VALUE! | #VALUE! | #VALUE! | #VALUE! | #VALUE! | #VALUE! | #VALUE! | #VALUE! | #VALUE! | #VALUE! | #VALUE! | #VALUE! | #VALUE! | #VALUE! | #VALUE! | #VALUE! | #VALUE!
| Baseline Thermal Fleet Fixed Costs | cts/kWh | 0 | 0 | 0 | 0 | 0 | 0.15678 | 0.14863 | 0.14548 | 0.14265 | 0.12937 | 0 | 0.12564 | 0 | 0 | 0 | 0.11512 | #VALUE! | #VALUE! | #VALUE! | #VALUE! | #VALUE! | #VALUE! | #VALUE! | #VALUE! | #VALUE! | #VALUE! | #VALUE! | #VALUE! | #VALUE! | #VALUE! | #VALUE! | #VALUE! | #VALUE! | #VALUE! | #VALUE! | #VALUE!
| New Renewables Fixed Costs | cts/kWh | 0 | 0 | 0 | 0 | 0 | 0.072262 | 0.14082 | 0.35374 | 0.42083 | 0.54974 | 0 | 0.76623 | 0 | 0 | 0 | 1.33 | #VALUE! | #VALUE! | #VALUE! | #VALUE! | #VALUE! | #VALUE! | #VALUE! | #VALUE! | #VALUE! | #VALUE! | #VALUE! | #VALUE! | #VALUE! | #VALUE! | #VALUE! | #VALUE! | #VALUE! | #VALUE! | #VALUE! | #VALUE!
| New Storage Fixed Costs | cts/kWh | 0 | 0 | 0 | 0 | 0 | 0.20631 | 0.2743 | 0.26848 | 0.28083 | 0.46472 | 0 | 0.58538 | 0 | 0 | 0 | 0.70892 | #VALUE! | #VALUE! | #VALUE! | #VALUE! | #VALUE! | #VALUE! | #VALUE! | #VALUE! | #VALUE! | #VALUE! | #VALUE! | #VALUE! | #VALUE! | #VALUE! | #VALUE! | #VALUE! | #VALUE! | #VALUE! | #VALUE! | #VALUE!
| New Thermal Fleet Fixed Costs | cts/kWh | 0 | 0 | 0 | 0 | 0 | 0 | 0 | 0 | 0 | 0 | 0 | 0 | 0 | 0 | 0 | 0 | #VALUE! | #VALUE! | #VALUE! | #VALUE! | #VALUE! | #VALUE! | #VALUE! | #VALUE! | #VALUE! | #VALUE! | #VALUE! | #VALUE! | #VALUE! | #VALUE! | #VALUE! | #VALUE! | #VALUE! | #VALUE! | #VALUE! | #VALUE!
| Operating Cost | cts/kWh | 0 | 0 | 0 | 0 | 0 | 1.6687 | 1.7527 | 1.5047 | 1.4746 | 1.4739 | 0 | 1.4461 | 0 | 0 | 0 | 1.2004 | #VALUE! | #VALUE! | #VALUE! | #VALUE! | #VALUE! | #VALUE! | #VALUE! | #VALUE! | #VALUE! | #VALUE! | #VALUE! | #VALUE! | #VALUE! | #VALUE! | #VALUE! | #VALUE! | #VALUE! | #VALUE! | #VALUE! | #VALUE!
| Total Revenue Requirement | cts/kWh | 0 | 0 | 0 | 0 | 0 | 18.658 | 19.4604 | 18.8462 | 18.2892 | 18.1462 | 0 | 16.7632 | 0 | 0 | 0 | 16.8041 | #VALUE! | #VALUE! | #VALUE! | #VALUE! | #VALUE! | #VALUE! | #VALUE! | #VALUE! | #VALUE! | #VALUE! | #VALUE! | #VALUE! | #VALUE! | #VALUE! | #VALUE! | #VALUE! | #VALUE! | #VALUE! | #VALUE! | #VALUE!
Total Revenue Requirement by Component
| Component | Unit | 2015 | 2016 | 2017 | 2018 | 2019 | 2020 | 2021 | 2022 | 2023 | 2024 | 2025 | 2026 | 2027 | 2028 | 2029 | 2030 | 2031 | 2032 | 2033 | 2034 | 2035 | 2036 | 2037 | 2038 | 2039 | 2040 | 2041 | 2042 | 2043 | 2044 | 2045 | 2046 | 2047 | 2048 | 2049 | 2050
| Distribution | $MM | 0 | 0 | 0 | 0 | 0 | 12486.9281 | 13810.9341 | 14096.8379 | 13959.01 | 14056.5407 | 0 | 14341.1473 | 0 | 0 | 0 | 15006.3989 | #VALUE! | #VALUE! | #VALUE! | #VALUE! | #VALUE! | #VALUE! | #VALUE! | #VALUE! | #VALUE! | #VALUE! | #VALUE! | #VALUE! | #VALUE! | #VALUE! | #VALUE! | #VALUE! | #VALUE! | #VALUE! | #VALUE! | #VALUE!
| Transmission | $MM | 0 | 0 | 0 | 0 | 0 | 3938.4683 | 4003.5748 | 3510.7041 | 4101.3614 | 4142.1344 | 0 | 4189.0958 | 0 | 0 | 0 | 4735.0056 | #VALUE! | #VALUE! | #VALUE! | #VALUE! | #VALUE! | #VALUE! | #VALUE! | #VALUE! | #VALUE! | #VALUE! | #VALUE! | #VALUE! | #VALUE! | #VALUE! | #VALUE! | #VALUE! | #VALUE! | #VALUE! | #VALUE! | #VALUE!
| Generation | $MM | 0 | 0 | 0 | 0 | 0 | 22784.0654 | 24035.3723 | 24057.5466 | 23981.9561 | 24515.8465 | 0 | 23518.0512 | 0 | 0 | 0 | 25144.294 | #VALUE! | #VALUE! | #VALUE! | #VALUE! | #VALUE! | #VALUE! | #VALUE! | #VALUE! | #VALUE! | #VALUE! | #VALUE! | #VALUE! | #VALUE! | #VALUE! | #VALUE! | #VALUE! | #VALUE! | #VALUE! | #VALUE! | #VALUE!
| DSM Programs | $MM | 0 | 0 | 0 | 0 | 0 | 0 | 0 | 0 | 0 | 0 | 0 | 0 | 0 | 0 | 0 | 0 | #VALUE! | #VALUE! | #VALUE! | #VALUE! | #VALUE! | #VALUE! | #VALUE! | #VALUE! | #VALUE! | #VALUE! | #VALUE! | #VALUE! | #VALUE! | #VALUE! | #VALUE! | #VALUE! | #VALUE! | #VALUE! | #VALUE! | #VALUE!
| Other | $MM | 0 | 0 | 0 | 0 | 0 | 1081.9503 | 1017.7964 | 750.0333 | -64.8495 | -358.3615 | 0 | -1760.008 | 0 | 0 | 0 | -2594.135 | #VALUE! | #VALUE! | #VALUE! | #VALUE! | #VALUE! | #VALUE! | #VALUE! | #VALUE! | #VALUE! | #VALUE! | #VALUE! | #VALUE! | #VALUE! | #VALUE! | #VALUE! | #VALUE! | #VALUE! | #VALUE! | #VALUE! | #VALUE!
| Total Revenue Requirement | $MM | 0 | 0 | 0 | 0 | 0 | 40291.4121 | 42867.6776 | 42415.1219 | 41977.4781 | 42356.1602 | 0 | 40288.2863 | 0 | 0 | 0 | 42291.5634 | #VALUE! | #VALUE! | #VALUE! | #VALUE! | #VALUE! | #VALUE! | #VALUE! | #VALUE! | #VALUE! | #VALUE! | #VALUE! | #VALUE! | #VALUE! | #VALUE! | #VALUE! | #VALUE! | #VALUE! | #VALUE! | #VALUE! | #VALUE!
| Customer Costs | $MM | 0 | 0 | 0 | 0 | 0 | 2160.6418 | 2160.6418 | 2160.6418 | 2160.6418 | 2160.6418 | 0 | 2160.6418 | 0 | 0 | 0 | 2160.6418 | #VALUE! | #VALUE! | #VALUE! | #VALUE! | #VALUE! | #VALUE! | #VALUE! | #VALUE! | #VALUE! | #VALUE! | #VALUE! | #VALUE! | #VALUE! | #VALUE! | #VALUE! | #VALUE! | #VALUE! | #VALUE! | #VALUE! | #VALUE!
| Total Resource Cost | $MM | 0 | 0 | 0 | 0 | 0 | 42452.0539 | 45028.3194 | 44575.7637 | 44138.1198 | 44516.802 | 0 | 42448.9281 | 0 | 0 | 0 | 44452.2052 | #VALUE! | #VALUE! | #VALUE! | #VALUE! | #VALUE! | #VALUE! | #VALUE! | #VALUE! | #VALUE! | #VALUE! | #VALUE! | #VALUE! | #VALUE! | #VALUE! | #VALUE! | #VALUE! | #VALUE! | #VALUE! | #VALUE! | #VALUE!
Total Retail Rate by Component
| Component | Unit | 2015 | 2016 | 2017 | 2018 | 2019 | 2020 | 2021 | 2022 | 2023 | 2024 | 2025 | 2026 | 2027 | 2028 | 2029 | 2030 | 2031 | 2032 | 2033 | 2034 | 2035 | 2036 | 2037 | 2038 | 2039 | 2040 | 2041 | 2042 | 2043 | 2044 | 2045 | 2046 | 2047 | 2048 | 2049 | 2050
| Distribution | cts/kWh | 0 | 0 | 0 | 0 | 0 | 5.7824 | 6.2697 | 6.2636 | 6.0818 | 6.0221 | 0 | 5.9671 | 0 | 0 | 0 | 5.9626 | #VALUE! | #VALUE! | #VALUE! | #VALUE! | #VALUE! | #VALUE! | #VALUE! | #VALUE! | #VALUE! | #VALUE! | #VALUE! | #VALUE! | #VALUE! | #VALUE! | #VALUE! | #VALUE! | #VALUE! | #VALUE! | #VALUE! | #VALUE!
| Transmission | cts/kWh | 0 | 0 | 0 | 0 | 0 | 1.8238 | 1.8175 | 1.5599 | 1.7869 | 1.7746 | 0 | 1.743 | 0 | 0 | 0 | 1.8814 | #VALUE! | #VALUE! | #VALUE! | #VALUE! | #VALUE! | #VALUE! | #VALUE! | #VALUE! | #VALUE! | #VALUE! | #VALUE! | #VALUE! | #VALUE! | #VALUE! | #VALUE! | #VALUE! | #VALUE! | #VALUE! | #VALUE! | #VALUE!
| Generation | cts/kWh | 0 | 0 | 0 | 0 | 0 | 10.5508 | 10.9112 | 10.6894 | 10.4487 | 10.503 | 0 | 9.7854 | 0 | 0 | 0 | 9.9908 | #VALUE! | #VALUE! | #VALUE! | #VALUE! | #VALUE! | #VALUE! | #VALUE! | #VALUE! | #VALUE! | #VALUE! | #VALUE! | #VALUE! | #VALUE! | #VALUE! | #VALUE! | #VALUE! | #VALUE! | #VALUE! | #VALUE! | #VALUE!
| DSM Programs | cts/kWh | 0 | 0 | 0 | 0 | 0 | 0 | 0 | 0 | 0 | 0 | 0 | 0 | 0 | 0 | 0 | 0 | #VALUE! | #VALUE! | #VALUE! | #VALUE! | #VALUE! | #VALUE! | #VALUE! | #VALUE! | #VALUE! | #VALUE! | #VALUE! | #VALUE! | #VALUE! | #VALUE! | #VALUE! | #VALUE! | #VALUE! | #VALUE! | #VALUE! | #VALUE!
| Other | cts/kWh | 0 | 0 | 0 | 0 | 0 | 0.50103 | 0.46204 | 0.33326 | -0.028254 | -0.15353 | 0 | -0.7323 | 0 | 0 | 0 | -1.0308 | #VALUE! | #VALUE! | #VALUE! | #VALUE! | #VALUE! | #VALUE! | #VALUE! | #VALUE! | #VALUE! | #VALUE! | #VALUE! | #VALUE! | #VALUE! | #VALUE! | #VALUE! | #VALUE! | #VALUE! | #VALUE! | #VALUE! | #VALUE!
| Total Retail Rate | cts/kWh | 0 | 0 | 0 | 0 | 0 | 18.658 | 19.4604 | 18.8462 | 18.2892 | 18.1462 | 0 | 16.7632 | 0 | 0 | 0 | 16.8041 | #VALUE! | #VALUE! | #VALUE! | #VALUE! | #VALUE! | #VALUE! | #VALUE! | #VALUE! | #VALUE! | #VALUE! | #VALUE! | #VALUE! | #VALUE! | #VALUE! | #VALUE! | #VALUE! | #VALUE! | #VALUE! | #VALUE! | #VALUE!
Emissions Summary
Emissions by Physical Zone, excluding imports/exports
| Zone | Unit | 2015 | 2016 | 2017 | 2018 | 2019 | 2020 | 2021 | 2022 | 2023 | 2024 | 2025 | 2026 | 2027 | 2028 | 2029 | 2030 | 2031 | 2032 | 2033 | 2034 | 2035 | 2036 | 2037 | 2038 | 2039 | 2040 | 2041 | 2042 | 2043 | 2044 | 2045 | 2046 | 2047 | 2048 | 2049 | 2050
| CAISO | MMtCO2/Yr | 0 | 0 | 0 | 0 | 0 | 28.6643 | 28.5862 | 25.9401 | 25.2349 | 26.5862 | 0 | 27.3176 | 0 | 0 | 0 | 23.2662 | #VALUE! | #VALUE! | #VALUE! | #VALUE! | #VALUE! | #VALUE! | #VALUE! | #VALUE! | #VALUE! | #VALUE! | #VALUE! | #VALUE! | #VALUE! | #VALUE! | #VALUE! | #VALUE! | #VALUE! | #VALUE! | #VALUE! | #VALUE!
| LDWP | MMtCO2/Yr | 0 | 0 | 0 | 0 | 0 | 4.9197 | 4.7961 | 4.8581 | 4.4861 | 3.9453 | 0 | 2.6049 | 0 | 0 | 0 | 2.4671 | #VALUE! | #VALUE! | #VALUE! | #VALUE! | #VALUE! | #VALUE! | #VALUE! | #VALUE! | #VALUE! | #VALUE! | #VALUE! | #VALUE! | #VALUE! | #VALUE! | #VALUE! | #VALUE! | #VALUE! | #VALUE! | #VALUE! | #VALUE!
| BANC | MMtCO2/Yr | 0 | 0 | 0 | 0 | 0 | 1.243 | 1.3118 | 1.3262 | 1.3018 | 1.3397 | 0 | 1.2956 | 0 | 0 | 0 | 1.0956 | #VALUE! | #VALUE! | #VALUE! | #VALUE! | #VALUE! | #VALUE! | #VALUE! | #VALUE! | #VALUE! | #VALUE! | #VALUE! | #VALUE! | #VALUE! | #VALUE! | #VALUE! | #VALUE! | #VALUE! | #VALUE! | #VALUE! | #VALUE!
| IID | MMtCO2/Yr | 0 | 0 | 0 | 0 | 0 | 0 | 0 | 0 | 0 | 0 | 0 | 0 | 0 | 0 | 0 | 0 | #VALUE! | #VALUE! | #VALUE! | #VALUE! | #VALUE! | #VALUE! | #VALUE! | #VALUE! | #VALUE! | #VALUE! | #VALUE! | #VALUE! | #VALUE! | #VALUE! | #VALUE! | #VALUE! | #VALUE! | #VALUE! | #VALUE! | #VALUE!
| SW | MMtCO2/Yr | 0 | 0 | 0 | 0 | 0 | 63.0235 | 65.4083 | 69.4508 | 71.3499 | 71.2561 | 0 | 71.5509 | 0 | 0 | 0 | 75.1712 | #VALUE! | #VALUE! | #VALUE! | #VALUE! | #VALUE! | #VALUE! | #VALUE! | #VALUE! | #VALUE! | #VALUE! | #VALUE! | #VALUE! | #VALUE! | #VALUE! | #VALUE! | #VALUE! | #VALUE! | #VALUE! | #VALUE! | #VALUE!
| NW | MMtCO2/Yr | 0 | 0 | 0 | 0 | 0 | 72.3086 | 66.5669 | 63.2782 | 63.5102 | 64.2965 | 0 | 60.4956 | 0 | 0 | 0 | 56.1218 | #VALUE! | #VALUE! | #VALUE! | #VALUE! | #VALUE! | #VALUE! | #VALUE! | #VALUE! | #VALUE! | #VALUE! | #VALUE! | #VALUE! | #VALUE! | #VALUE! | #VALUE! | #VALUE! | #VALUE! | #VALUE! | #VALUE! | #VALUE!
| CAISO_NW_Hydro | MMtCO2/Yr | 0 | 0 | 0 | 0 | 0 | 0 | 0 | 0 | 0 | 0 | 0 | 0 | 0 | 0 | 0 | 0 | #VALUE! | #VALUE! | #VALUE! | #VALUE! | #VALUE! | #VALUE! | #VALUE! | #VALUE! | #VALUE! | #VALUE! | #VALUE! | #VALUE! | #VALUE! | #VALUE! | #VALUE! | #VALUE! | #VALUE! | #VALUE! | #VALUE! | #VALUE!
| Total | MMtCO2/Yr | 0 | 0 | 0 | 0 | 0 | 170.1592 | 166.6694 | 164.8533 | 165.8829 | 167.4238 | 0 | 163.2646 | 0 | 0 | 0 | 158.1219 | #VALUE! | #VALUE! | #VALUE! | #VALUE! | #VALUE! | #VALUE! | #VALUE! | #VALUE! | #VALUE! | #VALUE! | #VALUE! | #VALUE! | #VALUE! | #VALUE! | #VALUE! | #VALUE! | #VALUE! | #VALUE! | #VALUE! | #VALUE!
Total CAISO Emissions and Costs Summary
|  | Unit | 2015 | 2016 | 2017 | 2018 | 2019 | 2020 | 2021 | 2022 | 2023 | 2024 | 2025 | 2026 | 2027 | 2028 | 2029 | 2030 | 2031 | 2032 | 2033 | 2034 | 2035 | 2036 | 2037 | 2038 | 2039 | 2040 | 2041 | 2042 | 2043 | 2044 | 2045 | 2046 | 2047 | 2048 | 2049 | 2050
| GHG Emissions Target | MMtCO2/Yr | 0 | 0 | 0 | 0 | 0 | 52.5124 | 51.0512 | 49.5899 | 48.1287 | 46.6675 | 0 | 43.745 | 0 | 0 | 0 | 37.9 | #VALUE! | #VALUE! | #VALUE! | #VALUE! | #VALUE! | #VALUE! | #VALUE! | #VALUE! | #VALUE! | #VALUE! | #VALUE! | #VALUE! | #VALUE! | #VALUE! | #VALUE! | #VALUE! | #VALUE! | #VALUE! | #VALUE! | #VALUE!
| CAISO BTM CHP Emissions | MMtCO2/Yr | 0 | 0 | 0 | 0 | 0 | 5.4802 | 5.4802 | 5.4802 | 5.4802 | 5.4802 | 0 | 5.4802 | 0 | 0 | 0 | 5.4802 | #VALUE! | #VALUE! | #VALUE! | #VALUE! | #VALUE! | #VALUE! | #VALUE! | #VALUE! | #VALUE! | #VALUE! | #VALUE! | #VALUE! | #VALUE! | #VALUE! | #VALUE! | #VALUE! | #VALUE! | #VALUE! | #VALUE! | #VALUE!
| GHG Emissions Target, net of BTM CHP | MMtCO2/Yr | 0 | 0 | 0 | 0 | 0 | 47.0323 | 45.571 | 44.1098 | 42.6485 | 41.1873 | 0 | 38.2648 | 0 | 0 | 0 | 32.4198 | #VALUE! | #VALUE! | #VALUE! | #VALUE! | #VALUE! | #VALUE! | #VALUE! | #VALUE! | #VALUE! | #VALUE! | #VALUE! | #VALUE! | #VALUE! | #VALUE! | #VALUE! | #VALUE! | #VALUE! | #VALUE! | #VALUE! | #VALUE!
| CAISO Generator Emissions | MMtCO2/Yr | 0 | 0 | 0 | 0 | 0 | 28.6643 | 28.5862 | 25.9401 | 25.2349 | 26.5862 | 0 | 27.3176 | 0 | 0 | 0 | 23.2662 | #VALUE! | #VALUE! | #VALUE! | #VALUE! | #VALUE! | #VALUE! | #VALUE! | #VALUE! | #VALUE! | #VALUE! | #VALUE! | #VALUE! | #VALUE! | #VALUE! | #VALUE! | #VALUE! | #VALUE! | #VALUE! | #VALUE! | #VALUE!
| Import Emissions | MMtCO2/Yr | 0 | 0 | 0 | 0 | 0 | 11.6691 | 10.5534 | 10.9539 | 11.6253 | 11.7234 | 0 | 10.9473 | 0 | 0 | 0 | 9.1536 | #VALUE! | #VALUE! | #VALUE! | #VALUE! | #VALUE! | #VALUE! | #VALUE! | #VALUE! | #VALUE! | #VALUE! | #VALUE! | #VALUE! | #VALUE! | #VALUE! | #VALUE! | #VALUE! | #VALUE! | #VALUE! | #VALUE! | #VALUE!
| Total CAISO Emissions | MMtCO2/Yr | 0 | 0 | 0 | 0 | 0 | 45.8136 | 44.6198 | 42.3742 | 42.3404 | 43.7898 | 0 | 43.745 | 0 | 0 | 0 | 37.9 | #VALUE! | #VALUE! | #VALUE! | #VALUE! | #VALUE! | #VALUE! | #VALUE! | #VALUE! | #VALUE! | #VALUE! | #VALUE! | #VALUE! | #VALUE! | #VALUE! | #VALUE! | #VALUE! | #VALUE! | #VALUE! | #VALUE! | #VALUE!
| Marginal GHG Cost | $/tCO2 | 0 | 0 | 0 | 0 | 0 | 0 | 0 | 0 | 0 | 0 | 0 | 42.52 | 0 | 0 | 0 | 145.26 | #VALUE! | #VALUE! | #VALUE! | #VALUE! | #VALUE! | #VALUE! | #VALUE! | #VALUE! | #VALUE! | #VALUE! | #VALUE! | #VALUE! | #VALUE! | #VALUE! | #VALUE! | #VALUE! | #VALUE! | #VALUE! | #VALUE! | #VALUE!
| CARB Floor Carbon Price | $/tCO2 | 0 | 0 | 0 | 0 | 0 | 15.2488 | 16.0005 | 16.837 | 17.706 | 18.6244 | 0 | 20.5924 | 0 | 0 | 0 | 25.2476 | #VALUE! | #VALUE! | #VALUE! | #VALUE! | #VALUE! | #VALUE! | #VALUE! | #VALUE! | #VALUE! | #VALUE! | #VALUE! | #VALUE! | #VALUE! | #VALUE! | #VALUE! | #VALUE! | #VALUE! | #VALUE! | #VALUE! | #VALUE!
| Total GHG Abatement Cost | $/tCO2 | 0 | 0 | 0 | 0 | 0 | 15.2488 | 16.0005 | 16.837 | 17.706 | 18.6244 | 0 | 63.1124 | 0 | 0 | 0 | 170.5076 | #VALUE! | #VALUE! | #VALUE! | #VALUE! | #VALUE! | #VALUE! | #VALUE! | #VALUE! | #VALUE! | #VALUE! | #VALUE! | #VALUE! | #VALUE! | #VALUE! | #VALUE! | #VALUE! | #VALUE! | #VALUE! | #VALUE! | #VALUE!
CAISO Emissions by Fuel Type
|  | Unit | 2015 | 2016 | 2017 | 2018 | 2019 | 2020 | 2021 | 2022 | 2023 | 2024 | 2025 | 2026 | 2027 | 2028 | 2029 | 2030 | 2031 | 2032 | 2033 | 2034 | 2035 | 2036 | 2037 | 2038 | 2039 | 2040 | 2041 | 2042 | 2043 | 2044 | 2045 | 2046 | 2047 | 2048 | 2049 | 2050
| CAISO_CCGT1 | MMtCO2/Yr | 0 | 0 | 0 | 0 | 0 | 21.8482 | 22.3595 | 20.116 | 19.495 | 21.2142 | 0 | 22.7963 | 0 | 0 | 0 | 18.8458 | #VALUE! | #VALUE! | #VALUE! | #VALUE! | #VALUE! | #VALUE! | #VALUE! | #VALUE! | #VALUE! | #VALUE! | #VALUE! | #VALUE! | #VALUE! | #VALUE! | #VALUE! | #VALUE! | #VALUE! | #VALUE! | #VALUE! | #VALUE!
| CAISO_CCGT2 | MMtCO2/Yr | 0 | 0 | 0 | 0 | 0 | 0.067525 | 0.027069 | 0.024859 | 0.034668 | 0 | 0 | 0 | 0 | 0 | 0 | 0 | #VALUE! | #VALUE! | #VALUE! | #VALUE! | #VALUE! | #VALUE! | #VALUE! | #VALUE! | #VALUE! | #VALUE! | #VALUE! | #VALUE! | #VALUE! | #VALUE! | #VALUE! | #VALUE! | #VALUE! | #VALUE! | #VALUE! | #VALUE!
| CAISO_Peaker1 | MMtCO2/Yr | 0 | 0 | 0 | 0 | 0 | 0.60048 | 0.50325 | 0.58531 | 0.63275 | 0.29962 | 0 | 0.11626 | 0 | 0 | 0 | 0.014311 | #VALUE! | #VALUE! | #VALUE! | #VALUE! | #VALUE! | #VALUE! | #VALUE! | #VALUE! | #VALUE! | #VALUE! | #VALUE! | #VALUE! | #VALUE! | #VALUE! | #VALUE! | #VALUE! | #VALUE! | #VALUE! | #VALUE! | #VALUE!
| CAISO_Peaker2 | MMtCO2/Yr | 0 | 0 | 0 | 0 | 0 | 0 | 0 | 0 | 0 | 0 | 0 | 0 | 0 | 0 | 0 | 0 | #VALUE! | #VALUE! | #VALUE! | #VALUE! | #VALUE! | #VALUE! | #VALUE! | #VALUE! | #VALUE! | #VALUE! | #VALUE! | #VALUE! | #VALUE! | #VALUE! | #VALUE! | #VALUE! | #VALUE! | #VALUE! | #VALUE! | #VALUE!
| CAISO_Advanced_CCGT | MMtCO2/Yr | 0 | 0 | 0 | 0 | 0 | 0 | 0 | 0 | 0 | 0 | 0 | 0 | 0 | 0 | 0 | 0 | #VALUE! | #VALUE! | #VALUE! | #VALUE! | #VALUE! | #VALUE! | #VALUE! | #VALUE! | #VALUE! | #VALUE! | #VALUE! | #VALUE! | #VALUE! | #VALUE! | #VALUE! | #VALUE! | #VALUE! | #VALUE! | #VALUE! | #VALUE!
| CAISO_Aero_CT | MMtCO2/Yr | 0 | 0 | 0 | 0 | 0 | 0 | 0 | 0 | 0 | 0 | 0 | 0 | 0 | 0 | 0 | 0 | #VALUE! | #VALUE! | #VALUE! | #VALUE! | #VALUE! | #VALUE! | #VALUE! | #VALUE! | #VALUE! | #VALUE! | #VALUE! | #VALUE! | #VALUE! | #VALUE! | #VALUE! | #VALUE! | #VALUE! | #VALUE! | #VALUE! | #VALUE!
| CAISO_Reciprocating_Engine | MMtCO2/Yr | 0 | 0 | 0 | 0 | 0 | 0.037444 | 0.030471 | 0.038744 | 0.039722 | 0.020007 | 0 | 0.018669 | 0 | 0 | 0 | 0.019764 | #VALUE! | #VALUE! | #VALUE! | #VALUE! | #VALUE! | #VALUE! | #VALUE! | #VALUE! | #VALUE! | #VALUE! | #VALUE! | #VALUE! | #VALUE! | #VALUE! | #VALUE! | #VALUE! | #VALUE! | #VALUE! | #VALUE! | #VALUE!
| CAISO_Coal | MMtCO2/Yr | 0 | 0 | 0 | 0 | 0 | 1.7243 | 1.2796 | 0.78883 | 0.64643 | 0.66597 | 0 | 0 | 0 | 0 | 0 | 0 | #VALUE! | #VALUE! | #VALUE! | #VALUE! | #VALUE! | #VALUE! | #VALUE! | #VALUE! | #VALUE! | #VALUE! | #VALUE! | #VALUE! | #VALUE! | #VALUE! | #VALUE! | #VALUE! | #VALUE! | #VALUE! | #VALUE! | #VALUE!
| CAISO_ST | MMtCO2/Yr | 0 | 0 | 0 | 0 | 0 | 0 | 0 | 0 | 0 | 0 | 0 | 0 | 0 | 0 | 0 | 0 | #VALUE! | #VALUE! | #VALUE! | #VALUE! | #VALUE! | #VALUE! | #VALUE! | #VALUE! | #VALUE! | #VALUE! | #VALUE! | #VALUE! | #VALUE! | #VALUE! | #VALUE! | #VALUE! | #VALUE! | #VALUE! | #VALUE! | #VALUE!
| CAISO_CHP | MMtCO2/Yr | 0 | 0 | 0 | 0 | 0 | 4.3864 | 4.3864 | 4.3864 | 4.3864 | 4.3864 | 0 | 4.3864 | 0 | 0 | 0 | 4.3864 | #VALUE! | #VALUE! | #VALUE! | #VALUE! | #VALUE! | #VALUE! | #VALUE! | #VALUE! | #VALUE! | #VALUE! | #VALUE! | #VALUE! | #VALUE! | #VALUE! | #VALUE! | #VALUE! | #VALUE! | #VALUE! | #VALUE! | #VALUE!
| CAISO Generation Emissions | MMtCO2/Yr | 0 | 0 | 0 | 0 | 0 | 28.6643 | 28.5862 | 25.9401 | 25.2349 | 26.5862 | 0 | 27.3176 | 0 | 0 | 0 | 23.2662 | #VALUE! | #VALUE! | #VALUE! | #VALUE! | #VALUE! | #VALUE! | #VALUE! | #VALUE! | #VALUE! | #VALUE! | #VALUE! | #VALUE! | #VALUE! | #VALUE! | #VALUE! | #VALUE! | #VALUE! | #VALUE! | #VALUE! | #VALUE!
Fuel Consumption (total, incl. starts)
| CAISO_CCGT1 | TBtu/yr | 0 | 0 | 0 | 0 | 0 | 412.231 | 421.8772 | 379.5472 | 367.8301 | 400.2685 | 0 | 430.1184 | 0 | 0 | 0 | 355.5807 | #VALUE! | #VALUE! | #VALUE! | #VALUE! | #VALUE! | #VALUE! | #VALUE! | #VALUE! | #VALUE! | #VALUE! | #VALUE! | #VALUE! | #VALUE! | #VALUE! | #VALUE! | #VALUE! | #VALUE! | #VALUE! | #VALUE! | #VALUE!
| CAISO_CCGT2 | TBtu/yr | 0 | 0 | 0 | 0 | 0 | 1.2741 | 0.51074 | 0.46904 | 0.65411 | 0 | 0 | 0 | 0 | 0 | 0 | 0 | #VALUE! | #VALUE! | #VALUE! | #VALUE! | #VALUE! | #VALUE! | #VALUE! | #VALUE! | #VALUE! | #VALUE! | #VALUE! | #VALUE! | #VALUE! | #VALUE! | #VALUE! | #VALUE! | #VALUE! | #VALUE! | #VALUE! | #VALUE!
| CAISO_Peaker1 | TBtu/yr | 0 | 0 | 0 | 0 | 0 | 11.3298 | 9.4954 | 11.0435 | 11.9386 | 5.6532 | 0 | 2.1935 | 0 | 0 | 0 | 0.27002 | #VALUE! | #VALUE! | #VALUE! | #VALUE! | #VALUE! | #VALUE! | #VALUE! | #VALUE! | #VALUE! | #VALUE! | #VALUE! | #VALUE! | #VALUE! | #VALUE! | #VALUE! | #VALUE! | #VALUE! | #VALUE! | #VALUE! | #VALUE!
| CAISO_Peaker2 | TBtu/yr | 0 | 0 | 0 | 0 | 0 | 0 | 0 | 0 | 0 | 0 | 0 | 0 | 0 | 0 | 0 | 0 | #VALUE! | #VALUE! | #VALUE! | #VALUE! | #VALUE! | #VALUE! | #VALUE! | #VALUE! | #VALUE! | #VALUE! | #VALUE! | #VALUE! | #VALUE! | #VALUE! | #VALUE! | #VALUE! | #VALUE! | #VALUE! | #VALUE! | #VALUE!
| CAISO_Advanced_CCGT | TBtu/yr | 0 | 0 | 0 | 0 | 0 | 0 | 0 | 0 | 0 | 0 | 0 | 0 | 0 | 0 | 0 | 0 | #VALUE! | #VALUE! | #VALUE! | #VALUE! | #VALUE! | #VALUE! | #VALUE! | #VALUE! | #VALUE! | #VALUE! | #VALUE! | #VALUE! | #VALUE! | #VALUE! | #VALUE! | #VALUE! | #VALUE! | #VALUE! | #VALUE! | #VALUE!
| CAISO_Aero_CT | TBtu/yr | 0 | 0 | 0 | 0 | 0 | 0 | 0 | 0 | 0 | 0 | 0 | 0 | 0 | 0 | 0 | 0 | #VALUE! | #VALUE! | #VALUE! | #VALUE! | #VALUE! | #VALUE! | #VALUE! | #VALUE! | #VALUE! | #VALUE! | #VALUE! | #VALUE! | #VALUE! | #VALUE! | #VALUE! | #VALUE! | #VALUE! | #VALUE! | #VALUE! | #VALUE!
| CAISO_Reciprocating_Engine | TBtu/yr | 0 | 0 | 0 | 0 | 0 | 0.70645 | 0.57491 | 0.731 | 0.74944 | 0.37749 | 0 | 0.35225 | 0 | 0 | 0 | 0.37291 | #VALUE! | #VALUE! | #VALUE! | #VALUE! | #VALUE! | #VALUE! | #VALUE! | #VALUE! | #VALUE! | #VALUE! | #VALUE! | #VALUE! | #VALUE! | #VALUE! | #VALUE! | #VALUE! | #VALUE! | #VALUE! | #VALUE! | #VALUE!
| CAISO_ST | TBtu/yr | 0 | 0 | 0 | 0 | 0 | 0 | 0 | 0 | 0 | 0 | 0 | 0 | 0 | 0 | 0 | 0 | #VALUE! | #VALUE! | #VALUE! | #VALUE! | #VALUE! | #VALUE! | #VALUE! | #VALUE! | #VALUE! | #VALUE! | #VALUE! | #VALUE! | #VALUE! | #VALUE! | #VALUE! | #VALUE! | #VALUE! | #VALUE! | #VALUE! | #VALUE!
| CAISO_Coal | TBtu/yr | 0 | 0 | 0 | 0 | 0 | 18.3432 | 13.6125 | 8.3917 | 6.8769 | 7.0847 | 0 | 0 | 0 | 0 | 0 | 0 | #VALUE! | #VALUE! | #VALUE! | #VALUE! | #VALUE! | #VALUE! | #VALUE! | #VALUE! | #VALUE! | #VALUE! | #VALUE! | #VALUE! | #VALUE! | #VALUE! | #VALUE! | #VALUE! | #VALUE! | #VALUE! | #VALUE! | #VALUE!
| CAISO_CHP | TBtu/yr | 0 | 0 | 0 | 0 | 0 | 82.7613 | 82.7613 | 82.7613 | 82.7613 | 82.7613 | 0 | 82.7613 | 0 | 0 | 0 | 82.7613 | #VALUE! | #VALUE! | #VALUE! | #VALUE! | #VALUE! | #VALUE! | #VALUE! | #VALUE! | #VALUE! | #VALUE! | #VALUE! | #VALUE! | #VALUE! | #VALUE! | #VALUE! | #VALUE! | #VALUE! | #VALUE! | #VALUE! | #VALUE!
Fuel Consumption (only starts, portion of above)
| CAISO_CCGT1 | TBtu/yr | 0 | 0 | 0 | 0 | 0 | 0 | 0 | 0.0063649 | 0.064459 | 0.058649 | 0 | 0.24072 | 0 | 0 | 0 | 5.2133 | #VALUE! | #VALUE! | #VALUE! | #VALUE! | #VALUE! | #VALUE! | #VALUE! | #VALUE! | #VALUE! | #VALUE! | #VALUE! | #VALUE! | #VALUE! | #VALUE! | #VALUE! | #VALUE! | #VALUE! | #VALUE! | #VALUE! | #VALUE!
| CAISO_CCGT2 | TBtu/yr | 0 | 0 | 0 | 0 | 0 | 0.21029 | 0.10822 | 0.096702 | 0.1386 | 0 | 0 | 0 | 0 | 0 | 0 | 0 | #VALUE! | #VALUE! | #VALUE! | #VALUE! | #VALUE! | #VALUE! | #VALUE! | #VALUE! | #VALUE! | #VALUE! | #VALUE! | #VALUE! | #VALUE! | #VALUE! | #VALUE! | #VALUE! | #VALUE! | #VALUE! | #VALUE! | #VALUE!
| CAISO_Peaker1 | TBtu/yr | 0 | 0 | 0 | 0 | 0 | 1.4487 | 1.2874 | 1.5192 | 1.6057 | 0.81046 | 0 | 0.32344 | 0 | 0 | 0 | 0.040352 | #VALUE! | #VALUE! | #VALUE! | #VALUE! | #VALUE! | #VALUE! | #VALUE! | #VALUE! | #VALUE! | #VALUE! | #VALUE! | #VALUE! | #VALUE! | #VALUE! | #VALUE! | #VALUE! | #VALUE! | #VALUE! | #VALUE! | #VALUE!
| CAISO_Peaker2 | TBtu/yr | 0 | 0 | 0 | 0 | 0 | 0 | 0 | 0 | 0 | 0 | 0 | 0 | 0 | 0 | 0 | 0 | #VALUE! | #VALUE! | #VALUE! | #VALUE! | #VALUE! | #VALUE! | #VALUE! | #VALUE! | #VALUE! | #VALUE! | #VALUE! | #VALUE! | #VALUE! | #VALUE! | #VALUE! | #VALUE! | #VALUE! | #VALUE! | #VALUE! | #VALUE!
| CAISO_Advanced_CCGT | TBtu/yr | 0 | 0 | 0 | 0 | 0 | 0 | 0 | 0 | 0 | 0 | 0 | 0 | 0 | 0 | 0 | 0 | #VALUE! | #VALUE! | #VALUE! | #VALUE! | #VALUE! | #VALUE! | #VALUE! | #VALUE! | #VALUE! | #VALUE! | #VALUE! | #VALUE! | #VALUE! | #VALUE! | #VALUE! | #VALUE! | #VALUE! | #VALUE! | #VALUE! | #VALUE!
| CAISO_Aero_CT | TBtu/yr | 0 | 0 | 0 | 0 | 0 | 0 | 0 | 0 | 0 | 0 | 0 | 0 | 0 | 0 | 0 | 0 | #VALUE! | #VALUE! | #VALUE! | #VALUE! | #VALUE! | #VALUE! | #VALUE! | #VALUE! | #VALUE! | #VALUE! | #VALUE! | #VALUE! | #VALUE! | #VALUE! | #VALUE! | #VALUE! | #VALUE! | #VALUE! | #VALUE! | #VALUE!
| CAISO_Reciprocating_Engine | TBtu/yr | 0 | 0 | 0 | 0 | 0 | 0.067968 | 0.060965 | 0.073437 | 0.073714 | 0.050826 | 0 | 0.044564 | 0 | 0 | 0 | 0.054668 | #VALUE! | #VALUE! | #VALUE! | #VALUE! | #VALUE! | #VALUE! | #VALUE! | #VALUE! | #VALUE! | #VALUE! | #VALUE! | #VALUE! | #VALUE! | #VALUE! | #VALUE! | #VALUE! | #VALUE! | #VALUE! | #VALUE! | #VALUE!
| CAISO_ST | TBtu/yr | 0 | 0 | 0 | 0 | 0 | 0 | 0 | 0 | 0 | 0 | 0 | 0 | 0 | 0 | 0 | 0 | #VALUE! | #VALUE! | #VALUE! | #VALUE! | #VALUE! | #VALUE! | #VALUE! | #VALUE! | #VALUE! | #VALUE! | #VALUE! | #VALUE! | #VALUE! | #VALUE! | #VALUE! | #VALUE! | #VALUE! | #VALUE! | #VALUE! | #VALUE!
| CAISO_Coal | TBtu/yr | 0 | 0 | 0 | 0 | 0 | 0 | 0 | 0 | 0 | 0 | 0 | 0 | 0 | 0 | 0 | 0 | #VALUE! | #VALUE! | #VALUE! | #VALUE! | #VALUE! | #VALUE! | #VALUE! | #VALUE! | #VALUE! | #VALUE! | #VALUE! | #VALUE! | #VALUE! | #VALUE! | #VALUE! | #VALUE! | #VALUE! | #VALUE! | #VALUE! | #VALUE!
| CAISO_CHP | TBtu/yr | 0 | 0 | 0 | 0 | 0 | 0 | 0 | 0 | 0 | 0 | 0 | 0 | 0 | 0 | 0 | 0 | #VALUE! | #VALUE! | #VALUE! | #VALUE! | #VALUE! | #VALUE! | #VALUE! | #VALUE! | #VALUE! | #VALUE! | #VALUE! | #VALUE! | #VALUE! | #VALUE! | #VALUE! | #VALUE! | #VALUE! | #VALUE! | #VALUE! | #VALUE!
Average GHG Emissions Factor
| CAISO_CCGT1 | tCO2/MWh | 0 | 0 | 0 | 0 | 0 | 0.38063 | 0.38121 | 0.38193 | 0.38218 | 0.38114 | 0 | 0.38112 | 0 | 0 | 0 | 0.38544 | 0 | 0 | 0 | 0 | 0 | 0 | 0 | 0 | 0 | 0 | 0 | 0 | 0 | 0 | 0 | 0 | 0 | 0 | 0 | 0
| CAISO_CCGT2 | tCO2/MWh | 0 | 0 | 0 | 0 | 0 | 0.56357 | 0.6134 | 0.6056 | 0.6134 | 0 | 0 | 0 | 0 | 0 | 0 | 0 | 0 | 0 | 0 | 0 | 0 | 0 | 0 | 0 | 0 | 0 | 0 | 0 | 0 | 0 | 0 | 0 | 0 | 0 | 0 | 0
| CAISO_Peaker1 | tCO2/MWh | 0 | 0 | 0 | 0 | 0 | 0.60568 | 0.61548 | 0.61833 | 0.61356 | 0.62417 | 0 | 0.6303 | 0 | 0 | 0 | 0.63331 | 0 | 0 | 0 | 0 | 0 | 0 | 0 | 0 | 0 | 0 | 0 | 0 | 0 | 0 | 0 | 0 | 0 | 0 | 0 | 0
| CAISO_Peaker2 | tCO2/MWh | 0 | 0 | 0 | 0 | 0 | 0 | 0 | 0 | 0 | 0 | 0 | 0 | 0 | 0 | 0 | 0 | 0 | 0 | 0 | 0 | 0 | 0 | 0 | 0 | 0 | 0 | 0 | 0 | 0 | 0 | 0 | 0 | 0 | 0 | 0 | 0
| CAISO_Advanced_CCGT | tCO2/MWh | 0 | 0 | 0 | 0 | 0 | 0 | 0 | 0 | 0 | 0 | 0 | 0 | 0 | 0 | 0 | 0 | 0 | 0 | 0 | 0 | 0 | 0 | 0 | 0 | 0 | 0 | 0 | 0 | 0 | 0 | 0 | 0 | 0 | 0 | 0 | 0
| CAISO_Aero_CT | tCO2/MWh | 0 | 0 | 0 | 0 | 0 | 0 | 0 | 0 | 0 | 0 | 0 | 0 | 0 | 0 | 0 | 0 | 0 | 0 | 0 | 0 | 0 | 0 | 0 | 0 | 0 | 0 | 0 | 0 | 0 | 0 | 0 | 0 | 0 | 0 | 0 | 0
| CAISO_Reciprocating_Engine | tCO2/MWh | 0 | 0 | 0 | 0 | 0 | 0.52896 | 0.53613 | 0.53214 | 0.5309 | 0.55672 | 0 | 0.55239 | 0 | 0 | 0 | 0.56135 | 0 | 0 | 0 | 0 | 0 | 0 | 0 | 0 | 0 | 0 | 0 | 0 | 0 | 0 | 0 | 0 | 0 | 0 | 0 | 0
| CAISO_ST | tCO2/MWh | 0 | 0 | 0 | 0 | 0 | 0 | 0 | 0 | 0 | 0 | 0 | 0 | 0 | 0 | 0 | 0 | 0 | 0 | 0 | 0 | 0 | 0 | 0 | 0 | 0 | 0 | 0 | 0 | 0 | 0 | 0 | 0 | 0 | 0 | 0 | 0
| CAISO_CHP | tCO2/MWh | 0 | 0 | 0 | 0 | 0 | 0.40312 | 0.40312 | 0.40312 | 0.40312 | 0.40312 | 0 | 0.40312 | 0 | 0 | 0 | 0.40312 | 0 | 0 | 0 | 0 | 0 | 0 | 0 | 0 | 0 | 0 | 0 | 0 | 0 | 0 | 0 | 0 | 0 | 0 | 0 | 0
| CAISO_Coal | tCO2/MWh | 0 | 0 | 0 | 0 | 0 | 0.95567 | 0.9569 | 0.9624 | 0.96048 | 0.95724 | 0 | 0 | 0 | 0 | 0 | 0 | 0 | 0 | 0 | 0 | 0 | 0 | 0 | 0 | 0 | 0 | 0 | 0 | 0 | 0 | 0 | 0 | 0 | 0 | 0 | 0
| Unspecified emissions | tCO2/MWh | 0 | 0 | 0 | 0 | 0 | 0.428 | 0.428 | 0.428 | 0.428 | 0.428 | 0 | 0.428 | 0 | 0 | 0 | 0.428 | 0 | 0 | 0 | 0 | 0 | 0 | 0 | 0 | 0 | 0 | 0 | 0 | 0 | 0 | 0 | 0 | 0 | 0 | 0 | 0
Average Heat Rate
| CAISO_CCGT1 | MMBtu/MWh | 0 | 0 | 0 | 0 | 0 | 7.1817 | 7.1926 | 7.2063 | 7.211 | 7.1912 | 0 | 7.191 | 0 | 0 | 0 | 7.2724 | 0 | 0 | 0 | 0 | 0 | 0 | 0 | 0 | 0 | 0 | 0 | 0 | 0 | 0 | 0 | 0 | 0 | 0 | 0 | 0
| CAISO_CCGT2 | MMBtu/MWh | 0 | 0 | 0 | 0 | 0 | 10.6333 | 11.5736 | 11.4265 | 11.5735 | 0 | 0 | 0 | 0 | 0 | 0 | 0 | 0 | 0 | 0 | 0 | 0 | 0 | 0 | 0 | 0 | 0 | 0 | 0 | 0 | 0 | 0 | 0 | 0 | 0 | 0 | 0
| CAISO_Peaker1 | MMBtu/MWh | 0 | 0 | 0 | 0 | 0 | 11.4279 | 11.6127 | 11.6666 | 11.5766 | 11.7767 | 0 | 11.8925 | 0 | 0 | 0 | 11.9493 | 0 | 0 | 0 | 0 | 0 | 0 | 0 | 0 | 0 | 0 | 0 | 0 | 0 | 0 | 0 | 0 | 0 | 0 | 0 | 0
| CAISO_Peaker2 | MMBtu/MWh | 0 | 0 | 0 | 0 | 0 | 0 | 0 | 0 | 0 | 0 | 0 | 0 | 0 | 0 | 0 | 0 | 0 | 0 | 0 | 0 | 0 | 0 | 0 | 0 | 0 | 0 | 0 | 0 | 0 | 0 | 0 | 0 | 0 | 0 | 0 | 0
| CAISO_Advanced_CCGT | MMBtu/MWh | 0 | 0 | 0 | 0 | 0 | 0 | 0 | 0 | 0 | 0 | 0 | 0 | 0 | 0 | 0 | 0 | 0 | 0 | 0 | 0 | 0 | 0 | 0 | 0 | 0 | 0 | 0 | 0 | 0 | 0 | 0 | 0 | 0 | 0 | 0 | 0
| CAISO_Aero_CT | MMBtu/MWh | 0 | 0 | 0 | 0 | 0 | 0 | 0 | 0 | 0 | 0 | 0 | 0 | 0 | 0 | 0 | 0 | 0 | 0 | 0 | 0 | 0 | 0 | 0 | 0 | 0 | 0 | 0 | 0 | 0 | 0 | 0 | 0 | 0 | 0 | 0 | 0
| CAISO_Reciprocating_Engine | MMBtu/MWh | 0 | 0 | 0 | 0 | 0 | 9.9798 | 10.1153 | 10.04 | 10.0165 | 10.5041 | 0 | 10.4225 | 0 | 0 | 0 | 10.5916 | 0 | 0 | 0 | 0 | 0 | 0 | 0 | 0 | 0 | 0 | 0 | 0 | 0 | 0 | 0 | 0 | 0 | 0 | 0 | 0
| CAISO_ST | MMBtu/MWh | 0 | 0 | 0 | 0 | 0 | 0 | 0 | 0 | 0 | 0 | 0 | 0 | 0 | 0 | 0 | 0 | 0 | 0 | 0 | 0 | 0 | 0 | 0 | 0 | 0 | 0 | 0 | 0 | 0 | 0 | 0 | 0 | 0 | 0 | 0 | 0
| CAISO_Coal | MMBtu/MWh | 0 | 0 | 0 | 0 | 0 | 10.1665 | 10.1797 | 10.2382 | 10.2177 | 10.1833 | 0 | 0 | 0 | 0 | 0 | 0 | 0 | 0 | 0 | 0 | 0 | 0 | 0 | 0 | 0 | 0 | 0 | 0 | 0 | 0 | 0 | 0 | 0 | 0 | 0 | 0
| CAISO_CHP | MMBtu/MWh | 0 | 0 | 0 | 0 | 0 | 7.606 | 7.606 | 7.606 | 7.606 | 7.606 | 0 | 7.606 | 0 | 0 | 0 | 7.606 | 0 | 0 | 0 | 0 | 0 | 0 | 0 | 0 | 0 | 0 | 0 | 0 | 0 | 0 | 0 | 0 | 0 | 0 | 0 | 0
Shift DR Summary
Shift DR Shift Results
| Metric | Unit | 2015 | 2016 | 2017 | 2018 | 2019 | 2020 | 2021 | 2022 | 2023 | 2024 | 2025 | 2026 | 2027 | 2028 | 2029 | 2030 | 2031 | 2032 | 2033 | 2034 | 2035 | 2036 | 2037 | 2038 | 2039 | 2040 | 2041 | 2042 | 2043 | 2044 | 2045 | 2046 | 2047 | 2048 | 2049 | 2050
| Shift DR | MWh daily energy shift | 0 | 0 | 0 | 0 | 0 | 0 | 0 | 0 | 0 | 0 | 0 | 0 | 0 | 0 | 0 | 0 | #VALUE! | #VALUE! | #VALUE! | #VALUE! | #VALUE! | #VALUE! | #VALUE! | #VALUE! | #VALUE! | #VALUE! | #VALUE! | #VALUE! | #VALUE! | #VALUE! | #VALUE! | #VALUE! | #VALUE! | #VALUE! | #VALUE! | #VALUE!
| Max. Dispatch Fraction in one hr | - | 0 | 0 | 0 | 0 | 0 | 0.16667 | 0.16667 | 0.16667 | 0.16667 | 0.16667 | 0 | 0.16667 | 0 | 0 | 0 | 0.16667 | #VALUE! | #VALUE! | #VALUE! | #VALUE! | #VALUE! | #VALUE! | #VALUE! | #VALUE! | #VALUE! | #VALUE! | #VALUE! | #VALUE! | #VALUE! | #VALUE! | #VALUE! | #VALUE! | #VALUE! | #VALUE! | #VALUE! | #VALUE!
| Max Hourly Shift DR | MW | 0 | 0 | 0 | 0 | 0 | 0 | 0 | 0 | 0 | 0 | 0 | 0 | 0 | 0 | 0 | 0 | #VALUE! | #VALUE! | #VALUE! | #VALUE! | #VALUE! | #VALUE! | #VALUE! | #VALUE! | #VALUE! | #VALUE! | #VALUE! | #VALUE! | #VALUE! | #VALUE! | #VALUE! | #VALUE! | #VALUE! | #VALUE! | #VALUE! | #VALUE!
Objective Function Summary
Objective Function Cost Summary
| Component | Unit | 2015 | 2016 | 2017 | 2018 | 2019 | 2020 | 2021 | 2022 | 2023 | 2024 | 2025 | 2026 | 2027 | 2028 | 2029 | 2030 | 2031 | 2032 | 2033 | 2034 | 2035 | 2036 | 2037 | 2038 | 2039 | 2040 | 2041 | 2042 | 2043 | 2044 | 2045 | 2046 | 2047 | 2048 | 2049 | 2050
| Baseline Thermal Fleet Costs | $MM | 0 | 0 | 0 | 0 | 0 | 338.5722 | 327.406 | 327.406 | 327.406 | 301.9683 | 0 | 301.9683 | 0 | 0 | 0 | 289.7332 | #VALUE! | #VALUE! | #VALUE! | #VALUE! | #VALUE! | #VALUE! | #VALUE! | #VALUE! | #VALUE! | #VALUE! | #VALUE! | #VALUE! | #VALUE! | #VALUE! | #VALUE! | #VALUE! | #VALUE! | #VALUE! | #VALUE! | #VALUE!
| New Renewables Fixed Costs | $MM | 0 | 0 | 0 | 0 | 0 | 156.0487 | 310.1962 | 796.1249 | 965.8996 | 1283.1944 | 0 | 1841.5467 | 0 | 0 | 0 | 3347.3862 | #VALUE! | #VALUE! | #VALUE! | #VALUE! | #VALUE! | #VALUE! | #VALUE! | #VALUE! | #VALUE! | #VALUE! | #VALUE! | #VALUE! | #VALUE! | #VALUE! | #VALUE! | #VALUE! | #VALUE! | #VALUE! | #VALUE! | #VALUE!
| New Storage Fixed Costs | $MM | 0 | 0 | 0 | 0 | 0 | 445.5277 | 604.2301 | 604.2301 | 644.5703 | 1084.7261 | 0 | 1406.8811 | 0 | 0 | 0 | 1784.16 | #VALUE! | #VALUE! | #VALUE! | #VALUE! | #VALUE! | #VALUE! | #VALUE! | #VALUE! | #VALUE! | #VALUE! | #VALUE! | #VALUE! | #VALUE! | #VALUE! | #VALUE! | #VALUE! | #VALUE! | #VALUE! | #VALUE! | #VALUE!
| New Thermal Fleet Fixed Costs | $MM | 0 | 0 | 0 | 0 | 0 | 0 | 0 | 0 | 0 | 0 | 0 | 0 | 0 | 0 | 0 | 0 | #VALUE! | #VALUE! | #VALUE! | #VALUE! | #VALUE! | #VALUE! | #VALUE! | #VALUE! | #VALUE! | #VALUE! | #VALUE! | #VALUE! | #VALUE! | #VALUE! | #VALUE! | #VALUE! | #VALUE! | #VALUE! | #VALUE! | #VALUE!
| New DR Fixed Costs | $MM | 0 | 0 | 0 | 0 | 0 | 0 | 0 | 0 | 0 | 0 | 0 | 0 | 0 | 0 | 0 | 0 | #VALUE! | #VALUE! | #VALUE! | #VALUE! | #VALUE! | #VALUE! | #VALUE! | #VALUE! | #VALUE! | #VALUE! | #VALUE! | #VALUE! | #VALUE! | #VALUE! | #VALUE! | #VALUE! | #VALUE! | #VALUE! | #VALUE! | #VALUE!
| New Transmission Costs | $MM | 0 | 0 | 0 | 0 | 0 | 0 | 0 | 0 | 0 | 0 | 0 | 2.6584 | 0 | 0 | 0 | 146.1179 | #VALUE! | #VALUE! | #VALUE! | #VALUE! | #VALUE! | #VALUE! | #VALUE! | #VALUE! | #VALUE! | #VALUE! | #VALUE! | #VALUE! | #VALUE! | #VALUE! | #VALUE! | #VALUE! | #VALUE! | #VALUE! | #VALUE! | #VALUE!
| Operational Costs | $MM | 0 | 0 | 0 | 0 | 0 | 8215.436 | 8270.8514 | 8170.0315 | 8205.1311 | 8321.07 | 0 | 8457.6543 | 0 | 0 | 0 | 8348.5381 | #VALUE! | #VALUE! | #VALUE! | #VALUE! | #VALUE! | #VALUE! | #VALUE! | #VALUE! | #VALUE! | #VALUE! | #VALUE! | #VALUE! | #VALUE! | #VALUE! | #VALUE! | #VALUE! | #VALUE! | #VALUE! | #VALUE! | #VALUE!
| Hurdle Rate Costs | $MM | 0 | 0 | 0 | 0 | 0 | 537.3796 | 503.0525 | 537.5001 | 577.5059 | 582.4875 | 0 | 607.9552 | 0 | 0 | 0 | 645.7037 | #VALUE! | #VALUE! | #VALUE! | #VALUE! | #VALUE! | #VALUE! | #VALUE! | #VALUE! | #VALUE! | #VALUE! | #VALUE! | #VALUE! | #VALUE! | #VALUE! | #VALUE! | #VALUE! | #VALUE! | #VALUE! | #VALUE! | #VALUE!
| Total | $MM | 0 | 0 | 0 | 0 | 0 | 9692.9642 | 10015.7361 | 10435.2925 | 10720.5129 | 11573.4463 | 0 | 12618.6638 | 0 | 0 | 0 | 14561.6391 | #VALUE! | #VALUE! | #VALUE! | #VALUE! | #VALUE! | #VALUE! | #VALUE! | #VALUE! | #VALUE! | #VALUE! | #VALUE! | #VALUE! | #VALUE! | #VALUE! | #VALUE! | #VALUE! | #VALUE! | #VALUE! | #VALUE! | #VALUE!
| Objective Function ($MM) | 214304.3852
| Baseline Thermal Fleet Fixed Costs | 4936.4902
| New Renewables Fixed Costs | 38574.3234
| New Storage Fixed Costs | 23025.6997
| New Thermal Fleet Fixed Costs | 0
| New DR Fixed Costs | 0
| New Transmission Costs | 1359.4321
| Operational Costs | 146408.4398
| Objective Function ($MM/yr) | 13089.3282
| Baseline Thermal Fleet Costs | 301.512
| New Renewables Fixed Costs | 2356.0506
| New Storage Fixed Costs | 1406.3685
| New Thermal Fleet Fixed Costs | 0
| New DR Fixed Costs | 0
| New Transmission Costs | 83.0317
| Operational Costs | 8942.3654
Regroup Columns

## FPC-BTCC
| 2016 | 2017 | 2018 | 2019 | 2020 | 2021 | 2022 | 2023 | 2024 | 2025 | 2026 | 2027 | 2028 | 2029 | 2030 | 2031 | 2032 | 2033 | 2034 | 2035 | 2036 | 2037 | 2038 | 2039 | 2040 | 2041 | 2042 | 2043 | 2044 | 2045 | 2046 | 2047 | 2048 | 2049 | 2050
BAU Transmission Connectivity Coefficient | 1 | 1 | 1 | 1 | 1 | 1 | 1 | 1 | 1 | 1 | 1 | 1 | 1 | 1 | 1 | 1 | 1 | 1 | 1 | 1 | 1 | 1 | 1 | 1 | 1 | 1 | 1 | 1 | 1 | 1 | 1 | 1 | 1 | 1 | 1

## FPC-CTOC
Third Order Term
Coefficient | 0
zero
first
second
third

## FPC-CSOC
Second Order Term
Coefficient | 0.0098

## FPC-CFOC
First Order Term
Coefficient | -0.0344

## FPC-CZOC
Zeroth Order Term
Coefficient | 0.076069

## FPC-TMFoFPU
Target Maximum
FP | 9999

## FPC-FPPpUPC
Flexibility Points
Peakers | 1

## FPC-FPPpUPH
Flexibility Points
Pumped Hydro | 0

## FPC-FPPpUBS
Flexibility Points
Battery Storage | 0.5

## FPC-FPPpUDRC
Flexibility Points
Demand Response | 0.5

## FPC-FPPpUTCAMRB
Flexibility Points
Transmission across Modeled Region Border | 0

## FPC-FPPpEV
FP provided per electric vehicle
LDVs | 0
HDVs | 0
aircraft | 0
rail | 0
ships | 0
motorbikes | 0